## Revision Log (hidden)
Revision Log
Version | Year | Month | Day | Revision by | Revisions, changes, updates, corrections | Sheet(s) | Cell(s)
3.1 | 2023 | 04 | 19 | Salah Mahdi, P.Eng. | Change workbook version from v3.0 to v3.1 | 1.0 Application | L2
[5 empty] | Update version date from May 2022 to April 2023 | 1.0 Application | L2
[5 empty] | Expand the list of measures selection to include: Process Electric Steam Boiler | 2.0 Study | B16
[5 empty] | Update GHG factor for BC Hydro (electricity) from 9.7 to 11.5 tCO2e per GWh Elec. Source: https://www2.gov.bc.ca/gov/content/environment/climate-change/industry/reporting/quantify/electricity | Variables | CV3
[5 empty] | Add new LCE end use/measure: Process Electric Steam Boiler Under range named "Other" Source: List of active LCE measures in xRM. | Variables | Q36
[5 empty] | Add new LCE end use/measure: Process Electric Steam Boiler Source: List of active LCE measures in xRM. | Variables | DC38
[5 empty] | Added a new sheet to populate xRM entries | xRM entries (hidden)
3.1 | 2023 | 04 | 20 | Salah Mahdi, P.Eng. | Update all rates for kWh and kW per latest numbers online. Links are given in the cells. | Variables | columns AJ and AK
3.2 | 2023 | 06 | 29 | Salah Mahdi, P.Eng. | Added a new list of energy end uses that match BC Hydro's xRM entries | Variables | N16
[5 empty] | Added a new row to indicate energy end uses for each measure | 2.0 Study | Cell C17
[5 empty] | Added a new sheet to populate xRM entries | SUMMARY IMPORT | Cells C3 to C27
3.3 | 2023 | 07 | 25 | Salah Mahdi, P.Eng. | Added a new sheet "Admin Info" Made pull down menue (list) of offers and energy end uses. | Admin Info | Rows 20 and 21
[5 empty] | Linked cells to Admin sheet where there is duplication of information. | 1.0 Application | Rows 8 to 15
[5 empty] | Hide GHG offset credit | 1.0 Application | Row 95 to 98
3.4 | 2023 | 09 | 20 | Salah Mahdi, P.Eng. | Remove Admin sheet
[5 empty] | Elec rates updated | Variables | AJ2
Re-numbered the sheets.
Updated the Instructions sheet
Renamed Application sheet to Project Info.
Some entries in the Application (Project Info) sheet now hidden because they are provided in the online form.
3.6 | 2023 | 12 | 14 | Salah Mahdi, P.Eng. | Remove prefix HVAC and DHW from LCE measure names. | Variables | columns Q, S, U
[5 empty] | Add energy end uses selection list. | Variables | row 65
[5 empty] | Make selection list of measures dependant on end uses. | 1- Project Info | K85
[5 empty] | Make selection list of measures dependant on end uses. | 2- Study Results | B16
[5 empty] | Change the word "Initiative Detail" to "End Use" as per instructions from Pardo (xRM team) via email dated 12 Dec 2023. | SUMMARY IMPORT | row 5
3.6 | 2024 | 01 | 29 | Salah Mahdi, P.Eng. | Hide the sentense "Do you intend to register this building/project in ENERGY STAR Portfolio Manager?" as per Tommy's instructions. | 1- Project Info | K27
[5 empty] | Made sure that user input cells should all be unlocked. | 1- Project Info
[5 empty] | Made sure that user input cells should all be unlocked. | 2- Study Results
[5 empty] | Converted cell entry format to a pull down list. | 2- Study Results | Row 21
3.7 | 2025 | 4 | 4 | Salah Mahdi, P.Eng. | Update version from 3.6 to 3.7 and update the release date | Instructions | I2
[5 empty] | Update BC Hydro electricity GHG emission factor from 11.5 to 9.9 | Variables | CV3
3.7 | 2025 | 6 | 16 | Salah Mahdi, P.Eng. | Update list of ECMs as per latest xRM list. Refer to sheet "xRM ECM list 20250522" in this workbook. | Variables | A66 toE85
[5 empty] | Update list of end uses as per latest xRM list. Refer to sheet "xRM ECM list 20250522" in this workbook. | 2- Study Results | E15
3.7 | 2025 | 6 | 17 | Salah Mahdi, P.Eng. | Changed "Natural Gas" to "Natural Gas (GJ)" & Changed "Diesel Fuel" to "Diesel Fuel (L)" That is to align with xRM entries. | Variables | Cells containing "Natural Gas" & "Diesel Fuel"

## SUMMARY IMPORT (hidden)
PROPOSED ECM #1 |  | PROPOSED ECM #2 | PROPOSED ECM #3 | PROPOSED ECM #4 | PROPOSED ECM #5
ECM # in study report | EM-1 | ECM # in study report | ECM # in study report | ECM # in study report | ECM # in study report
ECM Name/Description in study report | 0 | ECM Name/Description in study report | ECM Name/Description in study report | ECM Name/Description in study report | ECM Name/Description in study report
End Use |  | End Use | End Use | End Use | End Use
Potential ECM | 0 | Potential ECM | Potential ECM | Potential ECM | Potential ECM
Other ECM Type (Specify) |  | Other ECM Type (Specify) | Other ECM Type (Specify) | Other ECM Type (Specify) | Other ECM Type (Specify)
Proposed energy savings potential kWh/yr (Consultant) | 0 | Proposed energy savings potential kWh/yr (Consultant) | Proposed energy savings potential kWh/yr (Consultant) | Proposed energy savings potential kWh/yr (Consultant) | Proposed energy savings potential kWh/yr (Consultant)
Proposed Non-electrical benefits (Gas in GJ) | 0 | Proposed Non-electrical benefits (Gas in GJ) | Proposed Non-electrical benefits (Gas in GJ) | Proposed Non-electrical benefits (Gas in GJ) | Proposed Non-electrical benefits (Gas in GJ)
Proposed Non-electrical benefits (Other) |  | Proposed Non-electrical benefits (Other) | Proposed Non-electrical benefits (Other) | Proposed Non-electrical benefits (Other) | Proposed Non-electrical benefits (Other)
Proposed demand savings potential kW | 0 | Proposed demand savings potential kW | Proposed demand savings potential kW | Proposed demand savings potential kW | Proposed demand savings potential kW
Proposed Non-electrical benefits ($) | 0 | Proposed Non-electrical benefits ($) | Proposed Non-electrical benefits ($) | Proposed Non-electrical benefits ($) | Proposed Non-electrical benefits ($)
Reviewed Energy Savings Potential (kWh/yr) | 0 | Reviewed Energy Savings Potential (kWh/yr) | Reviewed Energy Savings Potential (kWh/yr) | Reviewed Energy Savings Potential (kWh/yr) | Reviewed Energy Savings Potential (kWh/yr)
Demand Reduction kVa |  | Demand Reduction kVa | Demand Reduction kVa | Demand Reduction kVa | Demand Reduction kVa
Assumptions made/Reasons for Changes in savings |  | Assumptions made/Reasons for Changes in savings | Assumptions made/Reasons for Changes in savings | Assumptions made/Reasons for Changes in savings | Assumptions made/Reasons for Changes in savings
Reviewed demand savings kW | 0 | Reviewed demand savings kW | Reviewed demand savings kW | Reviewed demand savings kW | Reviewed demand savings kW
BCH System Peak Reduction kW |  | BCH System Peak Reduction kW | BCH System Peak Reduction kW | BCH System Peak Reduction kW | BCH System Peak Reduction kW
Fuel Type Displaced | Natural Gas (GJ) | Fuel Type Displaced | Fuel Type Displaced | Fuel Type Displaced | Fuel Type Displaced
Reviewed Average Annual Peak Demand Increase (kW) | 0 | Reviewed Average Annual Peak Demand Increase (kW) | Reviewed Average Annual Peak Demand Increase (kW) | Reviewed Average Annual Peak Demand Increase (kW) | Reviewed Average Annual Peak Demand Increase (kW)
Reviewed Incremental GHG Reduction (Tonne CO2e/yr) | 0 | Reviewed Incremental GHG Reduction (Tonne CO2e/yr) | Reviewed Incremental GHG Reduction (Tonne CO2e/yr) | Reviewed Incremental GHG Reduction (Tonne CO2e/yr) | Reviewed Incremental GHG Reduction (Tonne CO2e/yr)
Fuel Qty Displaced | 0 | Fuel Qty Displaced | Fuel Qty Displaced | Fuel Qty Displaced | Fuel Qty Displaced
BCH System Peak Increase (kW) |  | BCH System Peak Increase (kW) | BCH System Peak Increase (kW) | BCH System Peak Increase (kW) | BCH System Peak Increase (kW)
Estimated implementation cost ($) | 0 | Estimated implementation cost ($) | Estimated implementation cost ($) | Estimated implementation cost ($) | Estimated implementation cost ($)
Proposed energy cost savings ($) |  | Proposed energy cost savings ($) | Proposed energy cost savings ($) | Proposed energy cost savings ($) | Proposed energy cost savings ($)
Estimated incremental cost ($) | 0 | Estimated incremental cost ($) | Estimated incremental cost ($) | Estimated incremental cost ($) | Estimated incremental cost ($)
Incremental Customer O&M Costs ($) |  | Incremental Customer O&M Costs ($) | Incremental Customer O&M Costs ($) | Incremental Customer O&M Costs ($) | Incremental Customer O&M Costs ($)
Reviewed Project Incremental O&M Cost/Savings ($) |  | Reviewed Project Incremental O&M Cost/Savings ($) | Reviewed Project Incremental O&M Cost/Savings ($) | Reviewed Project Incremental O&M Cost/Savings ($) | Reviewed Project Incremental O&M Cost/Savings ($)
Accepted for new Initiative |  | Accepted for new Initiative | Accepted for new Initiative | Accepted for new Initiative | Accepted for new Initiative
PROPOSED ECM #6 |  | PROPOSED ECM #7 | PROPOSED ECM #8 | PROPOSED ECM #9 | PROPOSED ECM #10
ECM # in study report |  | ECM # in study report | ECM # in study report | ECM # in study report | ECM # in study report
ECM Name/Description in study report |  | ECM Name/Description in study report | ECM Name/Description in study report | ECM Name/Description in study report | ECM Name/Description in study report
End Use |  | End Use | End Use | End Use | End Use
Potential ECM |  | Potential ECM | Potential ECM | Potential ECM | Potential ECM
Other ECM Type (Specify) |  | Other ECM Type (Specify) | Other ECM Type (Specify) | Other ECM Type (Specify) | Other ECM Type (Specify)
Proposed energy savings potential kWh/yr (Consultant) |  | Proposed energy savings potential kWh/yr (Consultant) | Proposed energy savings potential kWh/yr (Consultant) | Proposed energy savings potential kWh/yr (Consultant) | Proposed energy savings potential kWh/yr (Consultant)
Proposed Non-electrical benefits (Gas in GJ) |  | Proposed Non-electrical benefits (Gas in GJ) | Proposed Non-electrical benefits (Gas in GJ) | Proposed Non-electrical benefits (Gas in GJ) | Proposed Non-electrical benefits (Gas in GJ)
Proposed Non-electrical benefits (Other) |  | Proposed Non-electrical benefits (Other) | Proposed Non-electrical benefits (Other) | Proposed Non-electrical benefits (Other) | Proposed Non-electrical benefits (Other)
Proposed demand savings potential kW |  | Proposed demand savings potential kW | Proposed demand savings potential kW | Proposed demand savings potential kW | Proposed demand savings potential kW
Proposed Non-electrical benefits ($) |  | Proposed Non-electrical benefits ($) | Proposed Non-electrical benefits ($) | Proposed Non-electrical benefits ($) | Proposed Non-electrical benefits ($)
Reviewed Energy Savings Potential (kWh/yr) |  | Reviewed Energy Savings Potential (kWh/yr) | Reviewed Energy Savings Potential (kWh/yr) | Reviewed Energy Savings Potential (kWh/yr) | Reviewed Energy Savings Potential (kWh/yr)
Demand Reduction kVa |  | Demand Reduction kVa | Demand Reduction kVa | Demand Reduction kVa | Demand Reduction kVa
Assumptions made/Reasons for Changes in savings |  | Assumptions made/Reasons for Changes in savings | Assumptions made/Reasons for Changes in savings | Assumptions made/Reasons for Changes in savings | Assumptions made/Reasons for Changes in savings
Reviewed demand savings kW |  | Reviewed demand savings kW | Reviewed demand savings kW | Reviewed demand savings kW | Reviewed demand savings kW
BCH System Peak Reduction kW |  | BCH System Peak Reduction kW | BCH System Peak Reduction kW | BCH System Peak Reduction kW | BCH System Peak Reduction kW
Fuel Type Displaced |  | Fuel Type Displaced | Fuel Type Displaced | Fuel Type Displaced | Fuel Type Displaced
Reviewed Average Annual Peak Demand Increase (kW) |  | Reviewed Average Annual Peak Demand Increase (kW) | Reviewed Average Annual Peak Demand Increase (kW) | Reviewed Average Annual Peak Demand Increase (kW) | Reviewed Average Annual Peak Demand Increase (kW)
Reviewed Incremental GHG Reduction (Tonne CO2e/yr) |  | Reviewed Incremental GHG Reduction (Tonne CO2e/yr) | Reviewed Incremental GHG Reduction (Tonne CO2e/yr) | Reviewed Incremental GHG Reduction (Tonne CO2e/yr) | Reviewed Incremental GHG Reduction (Tonne CO2e/yr)
Fuel Qty Displaced |  | Fuel Qty Displaced | Fuel Qty Displaced | Fuel Qty Displaced | Fuel Qty Displaced
BCH System Peak Increase (kW) |  | BCH System Peak Increase (kW) | BCH System Peak Increase (kW) | BCH System Peak Increase (kW) | BCH System Peak Increase (kW)
Estimated implementation cost ($) |  | Estimated implementation cost ($) | Estimated implementation cost ($) | Estimated implementation cost ($) | Estimated implementation cost ($)
Proposed energy cost savings ($) |  | Proposed energy cost savings ($) | Proposed energy cost savings ($) | Proposed energy cost savings ($) | Proposed energy cost savings ($)
Estimated incremental cost ($) |  | Estimated incremental cost ($) | Estimated incremental cost ($) | Estimated incremental cost ($) | Estimated incremental cost ($)
Incremental Customer O&M Costs ($) |  | Incremental Customer O&M Costs ($) | Incremental Customer O&M Costs ($) | Incremental Customer O&M Costs ($) | Incremental Customer O&M Costs ($)
Reviewed Project Incremental O&M Cost/Savings ($) |  | Reviewed Project Incremental O&M Cost/Savings ($) | Reviewed Project Incremental O&M Cost/Savings ($) | Reviewed Project Incremental O&M Cost/Savings ($) | Reviewed Project Incremental O&M Cost/Savings ($)
Accepted for new Initiative |  | Accepted for new Initiative | Accepted for new Initiative | Accepted for new Initiative | Accepted for new Initiative
PROPOSED ECM #11 |  | PROPOSED ECM #12 | PROPOSED ECM #13 | PROPOSED ECM #14 | PROPOSED ECM #15
ECM # in study report |  | ECM # in study report | ECM # in study report | ECM # in study report | ECM # in study report
ECM Name/Description in study report |  | ECM Name/Description in study report | ECM Name/Description in study report | ECM Name/Description in study report | ECM Name/Description in study report
End Use |  | End Use | End Use | End Use | End Use
Potential ECM |  | Potential ECM | Potential ECM | Potential ECM | Potential ECM
Other ECM Type (Specify) |  | Other ECM Type (Specify) | Other ECM Type (Specify) | Other ECM Type (Specify) | Other ECM Type (Specify)
Proposed energy savings potential kWh/yr (Consultant) |  | Proposed energy savings potential kWh/yr (Consultant) | Proposed energy savings potential kWh/yr (Consultant) | Proposed energy savings potential kWh/yr (Consultant) | Proposed energy savings potential kWh/yr (Consultant)
Proposed Non-electrical benefits (Gas in GJ) |  | Proposed Non-electrical benefits (Gas in GJ) | Proposed Non-electrical benefits (Gas in GJ) | Proposed Non-electrical benefits (Gas in GJ) | Proposed Non-electrical benefits (Gas in GJ)
Proposed Non-electrical benefits (Other) |  | Proposed Non-electrical benefits (Other) | Proposed Non-electrical benefits (Other) | Proposed Non-electrical benefits (Other) | Proposed Non-electrical benefits (Other)
Proposed demand savings potential kW |  | Proposed demand savings potential kW | Proposed demand savings potential kW | Proposed demand savings potential kW | Proposed demand savings potential kW
Proposed Non-electrical benefits ($) |  | Proposed Non-electrical benefits ($) | Proposed Non-electrical benefits ($) | Proposed Non-electrical benefits ($) | Proposed Non-electrical benefits ($)
Reviewed Energy Savings Potential (kWh/yr) |  | Reviewed Energy Savings Potential (kWh/yr) | Reviewed Energy Savings Potential (kWh/yr) | Reviewed Energy Savings Potential (kWh/yr) | Reviewed Energy Savings Potential (kWh/yr)
Demand Reduction kVa |  | Demand Reduction kVa | Demand Reduction kVa | Demand Reduction kVa | Demand Reduction kVa
Assumptions made/Reasons for Changes in savings |  | Assumptions made/Reasons for Changes in savings | Assumptions made/Reasons for Changes in savings | Assumptions made/Reasons for Changes in savings | Assumptions made/Reasons for Changes in savings
Reviewed demand savings kW |  | Reviewed demand savings kW | Reviewed demand savings kW | Reviewed demand savings kW | Reviewed demand savings kW
BCH System Peak Reduction kW |  | BCH System Peak Reduction kW | BCH System Peak Reduction kW | BCH System Peak Reduction kW | BCH System Peak Reduction kW
Fuel Type Displaced |  | Fuel Type Displaced | Fuel Type Displaced | Fuel Type Displaced | Fuel Type Displaced
Reviewed Average Annual Peak Demand Increase (kW) |  | Reviewed Average Annual Peak Demand Increase (kW) | Reviewed Average Annual Peak Demand Increase (kW) | Reviewed Average Annual Peak Demand Increase (kW) | Reviewed Average Annual Peak Demand Increase (kW)
Reviewed Incremental GHG Reduction (Tonne CO2e/yr) |  | Reviewed Incremental GHG Reduction (Tonne CO2e/yr) | Reviewed Incremental GHG Reduction (Tonne CO2e/yr) | Reviewed Incremental GHG Reduction (Tonne CO2e/yr) | Reviewed Incremental GHG Reduction (Tonne CO2e/yr)
Fuel Qty Displaced |  | Fuel Qty Displaced | Fuel Qty Displaced | Fuel Qty Displaced | Fuel Qty Displaced
BCH System Peak Increase (kW) |  | BCH System Peak Increase (kW) | BCH System Peak Increase (kW) | BCH System Peak Increase (kW) | BCH System Peak Increase (kW)
Estimated implementation cost ($) |  | Estimated implementation cost ($) | Estimated implementation cost ($) | Estimated implementation cost ($) | Estimated implementation cost ($)
Proposed energy cost savings ($) |  | Proposed energy cost savings ($) | Proposed energy cost savings ($) | Proposed energy cost savings ($) | Proposed energy cost savings ($)
Estimated incremental cost ($) |  | Estimated incremental cost ($) | Estimated incremental cost ($) | Estimated incremental cost ($) | Estimated incremental cost ($)
Incremental Customer O&M Costs ($) |  | Incremental Customer O&M Costs ($) | Incremental Customer O&M Costs ($) | Incremental Customer O&M Costs ($) | Incremental Customer O&M Costs ($)
Reviewed Project Incremental O&M Cost/Savings ($) |  | Reviewed Project Incremental O&M Cost/Savings ($) | Reviewed Project Incremental O&M Cost/Savings ($) | Reviewed Project Incremental O&M Cost/Savings ($) | Reviewed Project Incremental O&M Cost/Savings ($)
Accepted for new Initiative |  | Accepted for new Initiative | Accepted for new Initiative | Accepted for new Initiative | Accepted for new Initiative
PROPOSED ECM #16 |  | PROPOSED ECM #17 | PROPOSED ECM #18 | PROPOSED ECM #19 | PROPOSED ECM #20
ECM # in study report |  | ECM # in study report | ECM # in study report | ECM # in study report | ECM # in study report
ECM Name/Description in study report |  | ECM Name/Description in study report | ECM Name/Description in study report | ECM Name/Description in study report | ECM Name/Description in study report
End Use |  | End Use | End Use | End Use | End Use
Potential ECM |  | Potential ECM | Potential ECM | Potential ECM | Potential ECM
Other ECM Type (Specify) |  | Other ECM Type (Specify) | Other ECM Type (Specify) | Other ECM Type (Specify) | Other ECM Type (Specify)
Proposed energy savings potential kWh/yr (Consultant) |  | Proposed energy savings potential kWh/yr (Consultant) | Proposed energy savings potential kWh/yr (Consultant) | Proposed energy savings potential kWh/yr (Consultant) | Proposed energy savings potential kWh/yr (Consultant)
Proposed Non-electrical benefits (Gas in GJ) |  | Proposed Non-electrical benefits (Gas in GJ) | Proposed Non-electrical benefits (Gas in GJ) | Proposed Non-electrical benefits (Gas in GJ) | Proposed Non-electrical benefits (Gas in GJ)
Proposed Non-electrical benefits (Other) |  | Proposed Non-electrical benefits (Other) | Proposed Non-electrical benefits (Other) | Proposed Non-electrical benefits (Other) | Proposed Non-electrical benefits (Other)
Proposed demand savings potential kW |  | Proposed demand savings potential kW | Proposed demand savings potential kW | Proposed demand savings potential kW | Proposed demand savings potential kW
Proposed Non-electrical benefits ($) |  | Proposed Non-electrical benefits ($) | Proposed Non-electrical benefits ($) | Proposed Non-electrical benefits ($) | Proposed Non-electrical benefits ($)
Reviewed Energy Savings Potential (kWh/yr) |  | Reviewed Energy Savings Potential (kWh/yr) | Reviewed Energy Savings Potential (kWh/yr) | Reviewed Energy Savings Potential (kWh/yr) | Reviewed Energy Savings Potential (kWh/yr)
Demand Reduction kVa |  | Demand Reduction kVa | Demand Reduction kVa | Demand Reduction kVa | Demand Reduction kVa
Assumptions made/Reasons for Changes in savings |  | Assumptions made/Reasons for Changes in savings | Assumptions made/Reasons for Changes in savings | Assumptions made/Reasons for Changes in savings | Assumptions made/Reasons for Changes in savings
Reviewed demand savings kW |  | Reviewed demand savings kW | Reviewed demand savings kW | Reviewed demand savings kW | Reviewed demand savings kW
BCH System Peak Reduction kW |  | BCH System Peak Reduction kW | BCH System Peak Reduction kW | BCH System Peak Reduction kW | BCH System Peak Reduction kW
Fuel Type Displaced |  | Fuel Type Displaced | Fuel Type Displaced | Fuel Type Displaced | Fuel Type Displaced
Reviewed Average Annual Peak Demand Increase (kW) |  | Reviewed Average Annual Peak Demand Increase (kW) | Reviewed Average Annual Peak Demand Increase (kW) | Reviewed Average Annual Peak Demand Increase (kW) | Reviewed Average Annual Peak Demand Increase (kW)
Reviewed Incremental GHG Reduction (Tonne CO2e/yr) |  | Reviewed Incremental GHG Reduction (Tonne CO2e/yr) | Reviewed Incremental GHG Reduction (Tonne CO2e/yr) | Reviewed Incremental GHG Reduction (Tonne CO2e/yr) | Reviewed Incremental GHG Reduction (Tonne CO2e/yr)
Fuel Qty Displaced |  | Fuel Qty Displaced | Fuel Qty Displaced | Fuel Qty Displaced | Fuel Qty Displaced
BCH System Peak Increase (kW) |  | BCH System Peak Increase (kW) | BCH System Peak Increase (kW) | BCH System Peak Increase (kW) | BCH System Peak Increase (kW)
Estimated implementation cost ($) |  | Estimated implementation cost ($) | Estimated implementation cost ($) | Estimated implementation cost ($) | Estimated implementation cost ($)
Proposed energy cost savings ($) |  | Proposed energy cost savings ($) | Proposed energy cost savings ($) | Proposed energy cost savings ($) | Proposed energy cost savings ($)
Estimated incremental cost ($) |  | Estimated incremental cost ($) | Estimated incremental cost ($) | Estimated incremental cost ($) | Estimated incremental cost ($)
Incremental Customer O&M Costs ($) |  | Incremental Customer O&M Costs ($) | Incremental Customer O&M Costs ($) | Incremental Customer O&M Costs ($) | Incremental Customer O&M Costs ($)
Reviewed Project Incremental O&M Cost/Savings ($) |  | Reviewed Project Incremental O&M Cost/Savings ($) | Reviewed Project Incremental O&M Cost/Savings ($) | Reviewed Project Incremental O&M Cost/Savings ($) | Reviewed Project Incremental O&M Cost/Savings ($)
Accepted for new Initiative |  | Accepted for new Initiative | Accepted for new Initiative | Accepted for new Initiative | Accepted for new Initiative

## Variables (hidden)
Industrial Studies | Commercial Studies | Site Type | Sector Category | IndEU | CommEU | LightEU | Roles | Role$ | IndExpertise | CommExpertise | LightExpertise | Documents | Industrial End Uses | Industrial Measures | Commercial End Uses | HVAC | HVAC Persistence | DHW | DHW Persistence | HVACandDHW | H/D Persistence | LCE Measures | Fuel Types | Transport | TransportFuelType | Transport Measures | Expense Type | Exp1 | Exp2 | Exp3 | Exp4 | $/exp | R$/kW | Rate | $/KWh | $/kW | Building type | Agriculture - Commercial |  |  | Table 1: Stationary Fuel Combustion | [9 empty] | Table 2: Source Emission Factors - Stationary Fuel Combustion | [6 empty] | Table 3: Purchased Electricity Emission Factors |  |  | Table7: Fleet Fuel Consumption | [20 empty] | Baseline Technology | End Use | LCE Measure | Persistence
End Use Assessment | Commercial Energy Study | A | Industrial | Compressed Air | Advanced Energy Office | Custom Lighting | Architect | 160 | Compressed Air | Control Systems | Lighting, commercial | Guideline: Energy Efficiency Feasibility Study | Pumps | Electric Gas Compression | HVAC | Air Source VRF Distributed Heat Pumps | 18 | Air-to-Water CO2 Heat Pump Water Heater | 15 | Air-to-Water CO2 Heat Pump Water Heater | 15 | Electric Pumps | Natural Gas (GJ) | Light Duty Vehicle | Gasoline (L) | Electric Forklift | Air fare | for | ppl, at | $ per person |  | 1 | 0.05 | LGS | 0.0614 | 12.5 | Aquatic Centre -Swimming Pool | Agriculture - Residential | [7 empty] | Emission Factor (kg/GJ) |  |  |  |  | Fuel Type | Unit | Bio CO2 | CO2 | CH4 | N2O | CO2e | Public Utility | tCO2e/GWh | kgCO2e/GJ | Transport Mode | Fuel Type | Units | Bio CO2 | CO2 | CH4 | N2O | CO2e | FuelUnit | Combo | Energy Density kWh/unit | Light Duty Vehicle | Light Duty Truck (SUV and Minivan) | Heavy-duty | Motorcycle | Off-Road (Vehicle/Equipment) | Marine | Aviation | Various | E_Factor tCO2e/GWh | End Uses | Baseline Central Plant | Domestic Hot Water | DHW Air-to-Water CO2 Heat Pump Water Heater | 15
Plant Wide Audit Level I | Commercial IT "Study" | b | Commercial | Domestic Hot Water | Building Envelope | Outdoor Lighting | Cost Estimator | 130 | Compressed Gas | Domestic Water Systems | Lighting, street | Guideline: End Use Assessment | Compressors | Air-to-Water Heat Pump | Domestic Hot Water | Air Source VRF Distributed Heat Pumps with High-efficiency (>75%) HRV | 17 | Air-to-Water Heat Pump (central plant) | 15 | Air-to-Water Heat Pump (central plant) | 15 | Electric Compressors | Propane | Light Duty Truck (SUV and Minivan) | Diesel (L) | Electric Vehicle - Light Duty | Car rental | for | days, at | $ per day |  | 1 | 0.06 | MGS | 0.0981 | 5.48 | Automotive Facility | Chemical - Other | Unit | kWhe | Fuel Type | Flat Rate $/unit | Density (kg/unit) | Energy Density GJ/unit | Unit | Bio CO2 | CO2 | CH4 | N2O | CO2e | Natural Gas | kg/m3 |  | 1.926 | 3.7e-05 | 3.5e-05 | 1.937 | BC Hydro | 9.9 | 2.7522 | Light Duty Vehicle | Gasoline | kg/L | 0.0755 | 2.2 | 0.00023 | 0.00047 | 2.346 | Gasoline (L) | Light Duty VehicleGasoline (L) | 9.7222 | Gasoline (L) | Gasoline (L) | Gasoline (L) | Gasoline (L) | Gasoline (L) | Gasoline (L) | Gasoline (L) | Biodiesel (L) | 9.9 | HVAC | Boiler (Space Heating) | Domestic Hot Water | DHW Air-to-Water Heat Pump (central plant) | 15
Plant Wide Audit Level II | Lighting with HVAC | c |  | Fans and Blowers | Data Server Virtualization | Lighting | Graphic Arts / Drafting |  | Electrical - I.T | Electrical - I.T | Transformers, distribution | Guideline: Plant Wide Audit Level I | Process | Water-to-Water Heat Pump | Other | Air-to-Air Heat Pump (ductless or minisplit) | 18 | Air-to-Water Heat Pump Water Heater | 15 | Air-to-Water Heat Pump Water Heater | 15 |  | Light Fuel Oil | Heavy-duty | Propane (L) | Electric Vehicle - Med Duty | Mileage | of | km |  |  | 0.535 | 0.07 | SGS | 0.127 | 0 | Convention Centre | Coal Mining | GJ | 0.0036 | Natural Gas (m^3) | 0.1554 | 212 | 0.03885 | m3 |  | 49.58 | 0.001 | 0.0009 | 49.87 | Propane | kg/L |  | 1.515 | 2.4e-05 | 0.000108 | 1.548 | Kyuquot Power (BCH reseller) | 13.1 | 2.964 | Light Duty Vehicle | Diesel | kg/L | 0.099 | 2.582 | 5.1e-05 | 0.00022 | 2.649 | Diesel (L) | Light Duty VehicleDiesel (L) | 10.6389 | Diesel (L) | Diesel (L) | Diesel (L) |  | Diesel (L) | Diesel (L) | Turbo Fuel (L) | Ethanol (L) | was 11.5 | HVAC | Rooftop Air Handling Unit (heating only) | Domestic Hot Water | DHW Air-to-Water Heat Pump Water Heater | 15
Plant Wide Audit Level III |  |  |  | Green Motors Initiatives | Demo Project |  | Project Manager / Coordinator |  | Fans and Blowers | Heating Systems | Other | Guideline: Plant Wide Audit Level II | HVAC | Electric Boiler |  | Air-to-Air Heat Pump (ductless or mini-split) with High-efficiency (>75%) HRV | 16 | Electric Boiler | 20 | Electric Boiler | 20 | Heat Pump | Heavy Fuel Oil | Motorcycle | Natural Gas (kg) | Electric Vehicle - Heavy Duty | Accommodation | for | ppl, for | days, at | $ / day | 1 | 0.08 | TSR | 0.05165 | 8.812 | Courthouse | Educational Services - Small(<=0.2GWh) |  |  | Natural Gas (GJ) | 4 | 5456.8855 | 1 | GJ |  | 49.58 | 0.001 | 0.0009 | 49.87 | Light Fuel Oil | kg/L | 0.099 | 2.643 | 2.6e-05 | 3.1e-05 | 2.653 | FortisBC | 2.587 | 0.719 | Light Duty Vehicle | Propane | kg/L |  | 1.515 | 0.00064 | 2.8e-05 | 1.539 | Propane (L) | Light Duty VehiclePropane (L) | 7.0306 | Propane (L) | Propane (L) | Natural Gas (kg) |  | Natural Gas (kg) |  |  |  |  | HVAC | Rooftop Air Handling Unit (heating and cooling) | Domestic Hot Water | DHW Electric Boiler | 20
Energy Efficiency Feasibility Study |  |  |  | HVAC | Domestic Hot Water |  | Modeling Specialist |  | Heat Recovery Systems | Lighting, commercial |  | Guideline: Plant Wide Audit Level III | Generation | Greenhouse Fans |  | Air-to-Water Heat Pump | 15 | Electric Water Heater | 15 | Electric Water Heater | 15 | Grid tie in versus on site generation | Kerosene | Off-Road (Vehicle/Equipment) | Turbo Fuel (L) | Electric Vehicle - Marine | All meals | for | ppl, for | days |  | 51 | 0.09 |  |  |  | Dining: Bar/Lounge/Leisure | Food & Beverages |  |  | Propane |  | 0.001879 | 0.02531 | L |  | 59.86 | 0.0009 | 0.0043 | 61.15 | Heavy Fuel Oil | kg/L |  | 3.156 | 5.7e-05 | 6.4e-05 | 3.176 | City of Grand Forks (FBC reseller) | 2.587 | 0.719 | Light Duty Vehicle | Natural Gas | kg/kg |  | 2.738 | 0.013 | 8.6e-05 | 3.089 | Natural Gas (kg) | Light Duty VehicleNatural Gas (kg) | 6.1667 | Natural Gas (kg) | Natural Gas (kg) | [7 empty] | HVAC | Hot water baseboards/convectors/radiators | Domestic Hot Water | DHW Electric Water Heater | 15
New Plant Design Energy Study |  |  |  | Load Displacement - Bio-Gas | Food Preparation Retrofit |  | Lead Consultant |  | HVAC | Lighting, street |  | Guideline: Energy Study with Lighting | Domestic HW | Greenhouse Lighting |  | Electric Boiler | 20 | Ground Source Heat Pump | 15 | Ground Source Heat Pump | 15 | Electric Boiler / Heat Pump | Diesel Fuel (L) | Marine | Biodiesel (L) | Other | Breakfast | for | ppl, for | days |  | 11 | 0.1 |  |  |  | Dining: Cafeteria/Fast Food | Food Retail - Medium(1.35-3.4GWh) |  |  | Light Fuel Oil |  | 0.885 | 0.0388 | L | 2.77 | 68.12 | 0.0007 | 0.0008 | 68.37 | Kerosene | kg/L |  | 2.56 | 2.6e-05 | 3.1e-05 | 2.57 | City of Kelowna (FBC reseller) | 2.587 | 0.719 | Light Duty Truck (SUV and Minivan) | Gasoline | kg/L | 0.0755 | 2.2 | 0.00024 | 0.00058 | 2.379 | Gasoline (L) | Light Duty Truck (SUV and Minivan)Gasoline (L) | 9.7222 | [9 empty] | HVAC | Forced Flow Unit Heaters | Domestic Hot Water | DHW Ground Source Heat Pump | 15
|  |  |  | Load Displacement - Biomass | Green IT |  | Civil Engineer |  | Lighting, industrial | Transformers, distribution |  | Minimum Requirements for Energy Study | Fans and Blowers | Conveyor |  | Electric Water Heater | 15 | Heat Recovery Chiller | 22 | Heat Recovery Chiller | 22 | Greenhouse Fans | Marine Diesel | Aviation | Ethanol (L) |  | Lunch | for | ppl, for | days |  | 14 | 0.11 |  |  |  | Dining: Family | Food Retail - Small(<=1.35GWh) |  |  | Heavy Fuel Oil |  | 0.885 | 0.0425 | L |  | 74.26 | 0.0013 | 0.0015 | 74.74 | Diesel Fuel (L) | kg/L | 0.099 | 2.582 | 0.000133 | 0.0004 | 2.705 | Nelson Hydro | 1.164 | 0.323 | Light Duty Truck (SUV and Minivan) | Diesel | kg/L | 0.099 | 2.582 | 6.8e-05 | 0.00022 | 2.65 | Diesel (L) | Light Duty Truck (SUV and Minivan)Diesel (L) | 10.6389 | [9 empty] | HVAC | Radiant Heaters | Domestic Hot Water | DHW Heat Recovery Chiller | 22
|  |  |  | Load Displacement - Geothermal | High Bay Lighting |  | Civil Technologist |  | Materials Handling | Refrigeration / Food Prep Systems |  |  | Lighting | Other |  | Exhaust Air Heat Recovery Heat Pump | 15 | Sewage Heat Recovery Heat Pump | 15 | Sewage Heat Recovery Heat Pump | 15 | Greenhouse LEDs | Gasoline | Various |  |  | Dinner | for | ppl, for | days |  | 26 | 0.12 |  |  |  | Dormitory | Health Services - Large(>5.2GWh) |  |  | Kerosene |  | 0.819 | 0.03768 | L |  | 67.94 | 0.0007 | 0.0008 | 68.2 | Marine Diesel | kg/L | 0.099 | 2.582 | 0.00015 | 0.0011 | 2.914 | City of New Westminster (BCH reseller) | 13.1 | 2.964 | Light Duty Truck (SUV and Minivan) | Propane | kg/L |  | 1.515 | 0.00064 | 2.8e-05 | 1.539 | Propane (L) | Light Duty Truck (SUV and Minivan)Propane (L) | 7.0306 | [9 empty] | HVAC | Air Curtain Heaters | Domestic Hot Water | DHW Sewage Heat Recovery Heat Pump | 15
|  |  |  | Load Displacement - Hydro | HVAC |  | Process Engineer |  | Motors and Drives | Ventilation / Auxiliaries Systems |  |  | Material Handling |  |  | Ground Source Heat Pump | 15 | Water-to-Water Heat Pump | 15 | Water-to-Water Heat Pump | 15 | Electric Forklift / Conveyors | Wood Fuel - Industrial (50% moisture) |  |  |  | Rental | of | unit, for | days, at | $ per day |  | 0.13 |  |  |  | Fire Station | Health Services - Small(<=2.6GWh) |  |  | Diesel Fuel (L) |  | 0.875 | 0.0383 | L | 2.77 | 67.43 | 0.0035 | 0.0104 | 70.62 | Gasoline | kg/L | 0.0755 | 2.2 | 0.0027 | 5e-05 | 2.283 | City of Penticton (FBC reseller) | 2.587 | 0.719 | Light Duty Truck (SUV and Minivan) | Natural Gas | kg/kg |  | 2.738 | 0.013 | 8.6e-05 | 3.089 | Natural Gas (kg) | Light Duty Truck (SUV and Minivan)Natural Gas (kg) | 6.1667 | [9 empty] | DHW | Service Water Heater | Domestic Hot Water | DHW Water-to-Water Heat Pump | 15
|  |  |  | Load Displacement - Natural Gas | HVAC Operations and Maintenance |  | Technical Writer |  | Power Generation Systems | Cooling Systems |  |  | Transport |  |  | Heat Recovery Chiller | 22 |  |  | Food Preparation Retrofit Electrify Food Preparation Equipment | 12 | Battery - Electric Vehicle | Wood Fuel - Residential (0% moisture) | [13 empty] | Food Retail / Grocery | Heavy Manufacturing |  |  | Marine Diesel |  |  | 0.0383 | L | 2.77 | 67.43 | 0.0039 | 0.0287 | 76.08 | Wood Fuel - Industrial (50% moisture) | kg/kg | 0.84 |  | 9e-05 | 6e-05 | 0.02 | City of Summerland (FBC reseller) | 2.587 | 0.719 | Heavy-duty | Gasoline | kg/L | 0.0755 | 2.2 | 6.8e-05 | 0.002 | 2.262 | Gasoline (L) | Heavy-dutyGasoline (L) | 6.1667 | [9 empty] | DHW | Pool Heater | Food Preparation | Food Preparation Retrofit Electrify Food Preparation Equipment | 12
|  |  |  | Load Displacement - Process Heat (no incremental fuel) | Other |  | Lead Mechanical Engineer |  | Process Controls | Heat Recovery Systems |  |  | Other |  |  | High-efficiency (>75%) HRV | 15 |  |  | Air Source VRF Distributed Heat Pumps | 18 | Electric Vehicle | Ethanol (E100) | [13 empty] | Gymnasium | Hotels - Small(<=1.25GWh) |  |  | Gasoline | 1.33 | 0.726 | 0.035 | L | 3.22 | 62.86 | 0.0771 | 0.0014 | 65.22 | Wood Fuel - Residential (0% moisture) | kg/kg | 1.696 |  | 0.015 | 0.00016 | 0.423 | Hemlock Valley (BCH reseller) | 13.1 | 2.964 | Heavy-duty | Diesel | kg/L | 0.099 | 2.582 | 0.00011 | 0.000151 | 2.63 | Diesel (L) | Heavy-dutyDiesel (L) | 6.1667 | [9 empty] | Other | Cooking Equipment | HVAC | HVAC Air Source VRF Distributed Heat Pumps | 18
|  |  |  | Load Displacement - Renewable Natural Gas | Process |  | Mechanical Engineer |  | Process Cooling / Refrigeration | Other | [5 empty] | Rooftop Air-to-Air Heat Pump | 15 |  |  | Air Source VRF Distributed Heat Pumps with High-efficiency (>75%) HRV | 17 |  | Biodiesel (B100) | [13 empty] | Healthcare-Clinic/Nursing | Industrial - Other |  |  | Wood Fuel - Ind (50% moisture) |  |  | 0.009 | kg | 93.33 |  | 0.01 | 0.0067 | 2.24 | Ethanol (E100) | kg/L | 1.509 |  | 0.0027 | 5e-05 | 2.283 | Alberta | 793 | 220 | Heavy-duty | Natural Gas | kg/kg |  | 2.738 | 0.013 | 8.6e-05 | 3.089 | Natural Gas (kg) | Heavy-dutyNatural Gas (kg) | 6.1667 | [9 empty] | Other | Other | HVAC | HVAC Air Source VRF Distributed Heat Pumps with High-efficiency (>75%) HRV | 17
|  |  |  | Load Displacement - Solar | Pumps |  | Mechanical Technologist |  | Process Heating | [6 empty] | Rooftop Air-to-Air Heat Pump Make Up Air Unit with Electric Backup | 15 |  |  | Air-to-Air Heat Pump (ductless or minisplit) | 18 |  | Renewable Natural Gas | [13 empty] | Hospital | Irrigation |  |  | Wood Fuel - Res (0% moisture) |  |  | 0.018 | kg | 94.22 |  | 0.08333 | 0.0089 | 23.48 | Biodiesel (B100) | kg/L | 2.474 |  | 0.000133 | 0.0004 | 2.705 | Ontario | 88 | 24 | Motorcycle | Gasoline | kg/L | 0.0755 | 2.2 | 0.00077 | 4.1e-05 | 2.232 | Gasoline (L) | MotorcycleGasoline (L) | 6.1667 | [11 empty] | HVAC | HVAC Air-to-Air Heat Pump (ductless or minisplit) | 18
|  |  |  | Load Displacement - Waste Hydrogen Gas | Refrigeration |  | Certified Energy Manager |  | Pulping System, mechanical | [6 empty] | Rooftop Air-to-Air Heat Pump Make Up Air Unit with Gas Backup | 15 |  |  | Air-to-Air Heat Pump (ductless or mini-split) with High-efficiency (>75%) HRV | 16 |  | Other | [13 empty] | Hotel | Light Manufacturing |  |  | Ethanol (E100) |  | 0.789 | 0.02342 | L | 64.43 |  | 0.0771 | 0.0014 | 65.22 | Renewable Natural Gas | kg/m3 | 1.926 |  | 3.7e-05 | 3.5e-05 | 0.011 | United Kingdom | 463 | 129 | Off-Road (Vehicle/Equipment) | Gasoline | kg/L | 0.0755 | 2.2 | 0.0027 | 5e-05 | 2.283 | Gasoline (L) | Off-Road (Vehicle/Equipment)Gasoline (L) | 6.1667 | [11 empty] | HVAC | HVAC Air-to-Air Heat Pump (ductless or mini-split) with High-efficiency (>75%) HRV | 16
|  |  |  | Load Displacement - Wind | Retrocommissioning |  | Customer staff or agent |  | Pumps, general purpose |  |  |  | Energy End Uses in xRM |  |  | Rooftop Air-to-Air Heat Pump Mixed Air Unit with Electric Backup | 15 |  |  | Air-to-Water Heat Pump | 15 | [15 empty] | Ice Arena | Metal Mining |  |  | Biodiesel (B100) |  |  | 0.03567 | L | 69.36 |  | 0.0035 | 0.0104 | 70.62 | [7 empty] | India | 790 | 219 | Off-Road (Vehicle/Equipment) | Diesel | kg/L | 0.099 | 2.582 | 0.00015 | 0.0011 | 2.914 | Diesel (L) | Off-Road (Vehicle/Equipment)Diesel (L) | 6.1667 | [11 empty] | HVAC | HVAC Air-to-Water Heat Pump | 15
|  |  |  | Other | Workplace Conservation |  | Electrical Engineer |  | Pumps, hydraulic |  |  |  | HVAC - LCE |  |  | Rooftop Air-to-Air Heat Pump Mixed Air Unit with Gas Backup | 15 |  |  | Electric Boiler | 20 | [15 empty] | Laboratory / Research Centre | Municipal Pumping |  |  | Renewable Natural Gas |  |  | 0.03885 | m3 | 49.58 |  | 0.001 | 0.0009 | 0.29 | [7 empty] | Japan | 549 | 153 | Off-Road (Vehicle/Equipment) | Natural Gas | kg/kg |  | 2.738 | 0.013 | 8.6e-05 | 3.089 | Natural Gas (kg) | Off-Road (Vehicle/Equipment)Natural Gas (kg) | 6.1667 | [11 empty] | HVAC | HVAC Electric Boiler | 20
|  |  |  | Process |  |  | Electrical Technologist |  | Pumps, slurry and waste |  |  |  | Domestic Hot Water - LCE |  |  | Rooftop Air-to-Air Heat Pump Mixed Air Unit with Gas Backup and High-efficiency (>75%) HRV | 15 |  |  | Electric Water Heater | 15 | [15 empty] | Library | Non-Buildings | [19 empty] | China | 732 | 203 | Marine | Gasoline | kg/L | 0.0755 | 2.2 | 0.0013 | 6.6e-05 | 2.252 | Gasoline (L) | MarineGasoline (L) | 9.7222 | [11 empty] | HVAC | HVAC Electric Water Heater | 15
|  |  |  | Pumps |  |  | Engineer-in-Training |  | Pumps, vacuum |  |  |  | Swimming Pool Water Heating - LCE |  |  | Rooftop Air-to-Water Heat Pump | 15 |  |  | Exhaust Air Heat Recovery Heat Pump | 15 | [15 empty] | Manufacturing Facility | Non-Food Retail - Medium(1.3-2.6GWh) | [19 empty] | Hong Kong | 778 | 216 | Marine | Diesel | kg/L | 0.099 | 2.582 | 0.00015 | 0.0011 | 2.914 | Diesel (L) | MarineDiesel (L) | 10.6389 | [11 empty] | HVAC | HVAC Exhaust Air Heat Recovery Heat Pump | 15
|  |  |  | Refrigeration |  |  | Other |  | Transformers, distribution |  |  |  | Food Preparation Retrofit - LCE |  |  | Water Source VRF Distributed Heat Pumps | 22 |  |  | Ground Source Heat Pump | 15 | [15 empty] | Mixed Use | Non-Food Retail - Small(<=1.3GWh) | [22 empty] | Aviation | Gasoline | kg/L |  | 2.365 | 0.0022 | 0.00023 | 2.489 | Gasoline (L) | AviationGasoline (L) | 9.7222 | [11 empty] | HVAC | HVAC Ground Source Heat Pump | 15
[9 empty] | Drawings and Documentation |  |  |  | LCE - Process |  |  | Water-to-Water Heat Pump | 15 |  |  | Heat Recovery Chiller | 22 | [15 empty] | Motel | Nursing Home - Small(<=2.5GWh) | [22 empty] | Aviation | Turbo Fuel | kg/L |  | 2.56 | 2.9e-05 | 7.1e-05 | 2.582 | Turbo Fuel (L) | AviationTurbo Fuel (L) | 9.4445 | [11 empty] | HVAC | HVAC Heat Recovery Chiller | 22
[9 empty] | Project Coordination | [10 empty] | High-efficiency (>75%) HRV | 15 | [15 empty] | Motion Picture Theatre | Offices - Medium(0.9-1.8GWh) | [22 empty] | Various | Biodiesel | kg/L | 2.474 | 2.582 | 6.8e-05 | 6.6e-05 | 2.914 | Biodiesel (L) | VariousBiodiesel (L) | 9.9083 | [11 empty] | HVAC | HVAC High-efficiency (>75%) HRV | 15
[9 empty] | Technical Writing | [10 empty] | Rooftop Air-to-Air Heat Pump | 15 | [15 empty] | MURB over 6 storey | Offices - Small(<=0.9GWh) | [22 empty] | Various | Ethanol | kg/L | 1.509 | 2.365 | 0.0022 | 0.00023 | 2.489 | Ethanol (L) | VariousEthanol (L) | 6.5056 | [11 empty] | HVAC | HVAC Rooftop Air-to-Air Heat Pump | 15
[9 empty] | Other | [10 empty] | Rooftop Air-to-Air Heat Pump Make Up Air Unit with Electric Backup | 15 | [15 empty] | MURB up to 6 storey | Ornamental Street Lighting | [44 empty] | HVAC | HVAC Rooftop Air-to-Air Heat Pump Make Up Air Unit with Electric Backup | 15
[20 empty] | Rooftop Air-to-Air Heat Pump Make Up Air Unit with Gas Backup | 15 | [15 empty] | Museum | Other Commercial | [44 empty] | HVAC | HVAC Rooftop Air-to-Air Heat Pump Make Up Air Unit with Gas Backup | 15
[20 empty] | Rooftop Air-to-Air Heat Pump Mixed Air Unit with Electric Backup | 15 | [15 empty] | Office - Large (over 50,000 sqft) | Overhead Street Lighting | [44 empty] | HVAC | HVAC Rooftop Air-to-Air Heat Pump Mixed Air Unit with Electric Backup | 15
[20 empty] | Rooftop Air-to-Air Heat Pump Mixed Air Unit with Gas Backup | 15 | [15 empty] | Office - Small (under 50,000 sqft) | Public Hospital - Large(>5.2GWh) | [44 empty] | HVAC | HVAC Rooftop Air-to-Air Heat Pump Mixed Air Unit with Gas Backup | 15
[20 empty] | Rooftop Air-to-Air Heat Pump Mixed Air Unit with Gas Backup and High-efficiency (>75%) HRV | 15 | [15 empty] | Penitentiary | Residential - High_Rise Apt Unconnected (Elect Heat) | [44 empty] | HVAC | HVAC Rooftop Air-to-Air Heat Pump Mixed Air Unit with Gas Backup and High-efficiency (>75%) HRV | 15
[16 empty] | OTHER |  |  |  | Rooftop Air-to-Water Heat Pump | 15 | [15 empty] | Performing Arts Theatre | Residential - High-Rise Apt Common (Elec Heat) | [44 empty] | HVAC | HVAC Rooftop Air-to-Water Heat Pump | 15
[16 empty] | PROCESS Air-to-Water Heat Pump | 15 |  |  | Water Source VRF Distributed Heat Pumps | 22 | [15 empty] | Police Station | Residential - High-Rise Apt Common (Non-Elec Heat) | [44 empty] | HVAC | HVAC Water Source VRF Distributed Heat Pumps | 22
[16 empty] | PROCESS Electric Boiler | 20 |  |  | Water-to-Water Heat Pump | 15 | [15 empty] | Post Office | Residential - High-Rise Apt Suites (Elec Heat) | [44 empty] | HVAC | HVAC Water-to-Water Heat Pump | 15
[16 empty] | PROCESS Heat Recovery Chiller | 22 |  |  | Electrify Food Preparation Equipment | 12 | [15 empty] | Recreation / Exercise Centre | Residential - High-Rise Apt Suites (Non-Elec Heat) | [44 empty] | HVAC | HVAC Water-to-Air (Water-Source) Distributed Heat Pumps | 18
[16 empty] | PROCESS Rooftop Air-to-Water Heat Pump | 15 |  |  | PROCESS Air-to-Water Heat Pump | 15 | [15 empty] | Religious Building | Residential - Low-Rise Apt Unconnected (Elect Heat) | [44 empty] | Swimming Pool | Swimming Pool Water Heating PROCESS Air-to-Water Heat Pump | 15
[16 empty] | PROCESS Water-to-Water Heat Pump | 15 |  |  | PROCESS Electric Boiler | 20 | [15 empty] | Retail - large (over 50,000 sqft) | Residential - Low-Rise Apt Unconnected (Non-Elect Heat) | [44 empty] | Swimming Pool | Swimming Pool Water Heating PROCESS Electric Boiler | 20
[16 empty] | Electrify Food Preparation Equipment | 12 |  |  | PROCESS Heat Recovery Chiller | 22 | [15 empty] | Retail - small (under 50,000 sqft) | Residential - Mobile (Elec Heat) | [44 empty] | Swimming Pool | Swimming Pool Water Heating PROCESS Heat Recovery Chiller | 22
[16 empty] | Electric Steam Boiler | 20 |  |  | PROCESS Rooftop Air-to-Water Heat Pump | 15 | [15 empty] | School - primary | Residential - Mobile (Non-Elec Heat) | [44 empty] | Swimming Pool | Swimming Pool Water Heating PROCESS Rooftop Air-to-Water Heat Pump | 15
[20 empty] | PROCESS Water-to-Water Heat Pump | 15 | [15 empty] | School - secondary | Residential - Other (Elec Heat) | [44 empty] | Swimming Pool | Swimming Pool Water Heating PROCESS Water-to-Water Heat Pump | 15
[20 empty] | Electric Steam Boiler | 20 | [15 empty] | Sports Arena | Residential - Other (Non-Elec Heat) | [44 empty] | Other | Process Electric Steam Boiler | 20
[37 empty] | Town Hall | Residential - Row House Unconnected (Elec Heat)
[37 empty] | Transportation | Residential - Row House Unconnected (Non-Elec Heat)
[37 empty] | University/College | Residential - Row Houses Common (Elect Heat)
[37 empty] | Warehouse | Residential - Row Houses Common (Non-Elect Heat)
[37 empty] | Workshop | Residential - Row Houses Units (Elec Heat)
[37 empty] | Other | Residential - Row Houses Units (Non-Elec Heat)
Residential - Single/Duplex (Elec Heat)
Residential - Single/Duplex (Non-Elec Heat)
Restaurant - Medium(0.3-1.3GWh)
Restaurant - Small(<=0.3GWh)
Temp990
Traffic Light
Transportation
Unclassified
University/College - Medium(1.1-2.2GWh)
University/College - Small(<=1.1GWh)
[13 empty] | Transport-Light Duty Vehicle | [24 empty] | Warehouses - Medium(1-2GWh)
[13 empty] | Transport-Light Duty Truck (SUV and Minivan) | [24 empty] | Warehouses - Small(<=1GWh)
[13 empty] | Transport-Heavy-duty | [24 empty] | Wood - Lumber
[13 empty] | Transport-Motorcycle | [24 empty] | Wood - Other
[13 empty] | Transport-Off-Road (Vehicle/Equipment) | [24 empty] | Wood - Panel
Transport-Marine
Transport-Aviation
Transport-Various
HVAC | DHW | Swimming_Pool | Food_Preparation | Process
Air Source VRF Distributed Heat Pumps | Air-to-Water CO2 Heat Pump Water Heater | PROCESS Air-to-Water Heat Pump | Electrify Food Preparation Equipment | Electric Boiler
Air Source VRF Distributed Heat Pumps with High-efficiency (>75%) HRV | Air-to-Water Heat Pump (central plant) | PROCESS Electric Boiler
Air-to-Air Heat Pump (ductless or minisplit) | Air-to-Water Heat Pump Water Heater | PROCESS Heat Recovery Chiller
Air-to-Air Heat Pump (ductless or mini-split) with High-efficiency (>75%) HRV | Electric Boiler | PROCESS Rooftop Air-to-Water Heat Pump
Air-to-Water Heat Pump | Electric Water Heater | PROCESS Water-to-Water Heat Pump
Commercial Operational and Procedural Measures for Hybrid Heat Pump Systems Heating and Hot Water Systems Optimization: Loop Temperature Reset; Equipment Staging; System Lockout; Unoccupied Setbacks. | Ground Source Heat Pump
Electric Boiler | Heat Recovery Chiller
Exhaust Air Heat Recovery Heat Pump | Sewage Heat Recovery Heat Pump
Ground Source Heat Pump | Water-to-Water Heat Pump
Heat Recovery Chiller
Heating Equipment Upgrade Including Heat Pumps and Packaged HVAC
High-efficiency (>75%) HRV
Rooftop Air-to-Air Heat Pump
Rooftop Air-to-Air Heat Pump Make Up Air Unit with Electric Backup
Rooftop Air-to-Air Heat Pump Make Up Air Unit with Gas Backup
Rooftop Air-to-Air Heat Pump Mixed Air Unit with Electric Backup
Rooftop Air-to-Air Heat Pump Mixed Air Unit with Gas Backup
Rooftop Air-to-Air Heat Pump Mixed Air Unit with Gas Backup and High-efficiency (>75%) HRV
Rooftop Air-to-Water Heat Pump
Water Source VRF Distributed Heat Pumps
Water-to-Air (Water-Source) Distributed Heat Pumps
Water-to-Water Heat Pump
Note on AJ2: [Threaded comment] Your version of Excel allows you to read this threaded comment; however, any edits to it will get removed if the file is opened in a newer version of Excel. Learn more: https://go.microsoft.com/fwlink/?linkid=870924 Comment: https://app.bchydro.com/accounts-billing/rates-energy-use/electricity-rates/business-rates.html#sgs
Note on AJ3: [Threaded comment] Your version of Excel allows you to read this threaded comment; however, any edits to it will get removed if the file is opened in a newer version of Excel. Learn more: https://go.microsoft.com/fwlink/?linkid=870924 Comment: https://app.bchydro.com/accounts-billing/rates-energy-use/electricity-rates/business-rates.html#sgs
Note on AJ4: [Threaded comment] Your version of Excel allows you to read this threaded comment; however, any edits to it will get removed if the file is opened in a newer version of Excel. Learn more: https://go.microsoft.com/fwlink/?linkid=870924 Comment: https://app.bchydro.com/accounts-billing/rates-energy-use/electricity-rates/business-rates.html#sgs
Note on AJ5: [Threaded comment] Your version of Excel allows you to read this threaded comment; however, any edits to it will get removed if the file is opened in a newer version of Excel. Learn more: https://go.microsoft.com/fwlink/?linkid=870924 Comment: Energy Charge 1823A https://app.bchydro.com/accounts-billing/rates-energy-use/electricity-rates/transmission_rate.html#:~:text=4.596%20cents%20per%20kWh%20applied,CBL%20in%20each%20billing%20year.
Note on BV3: Yim, Tommy: Updated on April 4, 2025 2023 https://www2.gov.bc.ca/gov/content/environment/climate-change/industry/reporting/quantify/electricity
Note on CV3: Yim, Tommy: Updated on April 4, 2025 2023 https://www2.gov.bc.ca/gov/content/environment/climate-change/industry/reporting/quantify/electricity

## xRM ECM list 20250522 (hidden)
(Do Not Modify) ECM | (Do Not Modify) Row Checksum | (Do Not Modify) Modified On | ECM Name | Persistence (yrs) | End Use | Status Reason | Owner | End Use Type (End Use) (End Use) | Status (End Use) (End Use)
2491a230-a1fc-e811-ab15-005056907e1b | JOoNcW2by6N7nAaNphl2Az2ya0SrkHunTam2oF1xS1eEngM/Rozw1P/xNrSOoPNGHw4Hvp0kDZbUqq5/Y8QYRA== | 2022-03-23 00:58 | Adaptable Street Lighting | 10 | Custom Lighting | Available | Doina Balea | Commercial | Active
087d0515-e51e-ef11-8174-005056900b78 | 8GJKes9HQwgmE3S9+OXwyedr5ySBS8zytz+wdT6aZpcfgv2dSFRhxr8G4AGPBdkMx/VgDzVT1vLPhG5o8kzCQA== | 2024-07-18 20:39 | Adjustable Speed Drive with a programmed set point or controlled by a feedback signal from a process variable (not operator adjustable) | 10 | HVAC | Available | Doina Balea | Commercial | Active
aac39fc7-e71e-ef11-8174-005056900b78 | RELo9mgxKobA5Y+3cvi8EYgYy54S5zLfJARKe2835VSgwlXC279jlJUeHCpqjhnYGl99aQPOoK2RZx3kMBNOWQ== | 2024-07-18 20:38 | Adjustable Speed Drive with a programmed set point or controlled by a feedback signal from a process variable (not operator adjustable) | 10 | HVAC | Available | Doina Balea | Industrial | Active
2fddf419-3e29-e811-aa93-005056907e1b | x2cZaCRxE9f+rkhZGXzhXXeUnGXqGLlRjUgXTrnqiINzNP0BmMSs1+diFp90tDHpN5ElkVyLp3/4CRJLT7Albw== | 2022-03-23 00:58 | Adjustable Speed Drive with a programmed set point or controlled by a feedback signal from a process variable (not operator adjustable) - Fans | 10 | Advanced Energy Office | Available | Doina Balea | Commercial | Inactive
ddbdba5a-3e29-e811-aa93-005056907e1b | /NW+ogvJUFgFYW9EDlkZ1q6f5t1i3xVOSLJ8yAptTTd3u64uR/S3AGesELqEDlE1zu6pLq8KAt1tNXyLJlBIFw== | 2022-03-23 00:58 | Adjustable Speed Drive with a programmed set point or controlled by a feedback signal from a process variable (not operator adjustable) - Fans | 10 | Refrigeration | Available | Doina Balea | Commercial | Active
751941aa-3d29-e811-aa93-005056907e1b | 1vJuUMbgJeSwj/XqKvzb3PaDMvjC4AQlLdlzCAmmnRGS8yKH1rWQVwdxs0I3rgEhfvzF1TEmUIi+w61w/Hyhsg== | 2022-03-23 00:58 | Adjustable Speed Drive with a programmed set point or controlled by a feedback signal from a process variable (not operator adjustable) - Pumps | 10 | Domestic Hot Water | Available | Doina Balea | Industrial | Active
9516c7c5-3d29-e811-aa93-005056907e1b | /LBi3/+q+yr2PpJiB9xtkTEaWEZ+6ed87PKn0d7CAK51A6HDI/rfHevNyA59aXZjJ34Y5S7nyjRzRRAMM8JkNQ== | 2022-03-23 00:58 | Adjustable Speed Drive with a programmed set point or controlled by a feedback signal from a process variable (not operator adjustable) - Pumps | 10 | Advanced Energy Office | Available | Doina Balea | Commercial | Inactive
a7ee13d6-3d29-e811-aa93-005056907e1b | UihvIbyvKABUsBAoQyCtqv32n2t9AP7lk8dYaJfGwiC6rM7w4+5NJD95Bw7q4lDRby2AdiDfmhrmLz/lkzdhsw== | 2022-03-23 00:58 | Adjustable Speed Drive with a programmed set point or controlled by a feedback signal from a process variable (not operator adjustable) - Pumps | 10 | Domestic Hot Water | Available | Doina Balea | Commercial | Active
b55f95ef-3d29-e811-aa93-005056907e1b | PxzocKHkLbJMWPMSeYmkqNM0bSsYlSTzv1rOJPCTV5QrAEVMkJHPXU20DMz+83xZtfBH7IueyC5BQT4cjvpgPA== | 2022-03-23 00:58 | Adjustable Speed Drive with a programmed set point or controlled by a feedback signal from a process variable (not operator adjustable) - Pumps | 10 | Refrigeration | Available | Doina Balea | Commercial | Active
bd6e4134-4feb-e111-8626-0050569e014e | mLyiRJqnveq91o1+qzv03rY00AY5usU/pkikOLEUmzs6J/4WBOT2ZjV+Ag4gpPQuttA0LWZDxQT25hxLMyG57A== | 2022-03-23 00:58 | Adjustment to lighting control operations with sustainment plan | 5 | Retrocommissioning | Available | Angee Watanabe | Commercial | Active
456e4134-4feb-e111-8626-0050569e014e | xtLDVKFLS1KWex1iV0bXMsoSuQL6TVjOxm4vUDVkvxrIv3fIq45WWVUbRgONMAnc8OVBxdZQP7tLvfMl5qM5OQ== | 2022-03-23 00:58 | Adjustments to lighting control operations without commissioning | 2 | Custom Lighting | Available | Angee Watanabe | Commercial | Active
dc57376b-55eb-e111-8626-0050569e014e | 57DCnfkG6B0uMotagsV+IyBFNBtaUqqnfPp/qd3Y0Wcv8JuR6xwz3Vdf7RSiACib0FqUaH/KE+S0SvzEyP23yA== | 2022-03-23 00:58 | Advanced quality control | 5 | Process | Available | Angee Watanabe | Industrial | Active
384e2d27-0095-e811-9ab9-005056907e1b | 2XivdAlSODn4/ZgemgVpSOpInrWFoafcqdcxNb0IOpnylKqCT6vjd9BGQUipTvbMC/cwzrEbV0Yqo7MnQ6oC5g== | 2022-03-23 01:07 | Advanced Rooftop Unit Controls | 10 | HVAC | Available | Doina Balea | Commercial | Active
26771bef-99bf-e511-95b0-005056907e1b | RhENj7DvpnolIpC0jaEnlflNCQUETRGoV76G+NAJKy0vuWLZkCQy13ftSX9ORti6urRN0aU1vEo89xQBgb32qg== | 2022-03-23 01:07 | Air distribution retrofit (ductwork) | 18 | HVAC | Available | Doina Balea | Industrial | Active
056e4134-4feb-e111-8626-0050569e014e | wy6v8XWAcDY6Axp9+Pk/8rSRifo3ZDVqTucKyO2EwnWQFBrc5wK01MG0OJ0AF4xJ385BV2vjj6CH+MR9+hyZAQ== | 2022-03-23 00:58 | Air distribution retrofit (ductwork) | 18 | Advanced Energy Office | Available | Angee Watanabe | Commercial | Inactive
896e4134-4feb-e111-8626-0050569e014e | 0e3Xs5mKPIlYKxFxgb6aEgadZ+srZJWrgnfSSc0uiprSoTdxdc4XRIx/ZiocW5XeKpfQdIXFTLup7gLbKymYRg== | 2022-03-23 01:07 | Air distribution retrofit (ductwork) | 18 | HVAC | Available | Angee Watanabe | Commercial | Active
5f4621aa-8514-ef11-8173-005056900b78 | A2kETTeY/DJOHbZmPr1CMcxbEC6SZNaM7iBADisXC/0BGNDmSRWFp22nV6n9gYQPcParrIkXBpwdoucOwQcnzQ== | 2024-05-17 19:43 | Air Source VRF Distributed Heat Pumps | 18 | LCE - HVAC | Available | Doina Balea | Industrial | Active
12ad73cc-fa64-e811-9a34-005056907e1b | FCgrF1pWCdp2XPFJ2DyEiET+HKhI5WZR4Cv7UYST5EuL/BFtX1hOIopIq4IzjvugooSZ5PV4ZNNdtuoMIPiorA== | 2022-03-23 00:58 | Air Source VRF Distributed Heat Pumps | 18 | LCE - HVAC | Available | Doina Balea | Commercial | Active
79833c8c-8a14-ef11-8173-005056900b78 | 4mJ4V152tDfPN2kV+oTp4DuSwlnF11zqyxbdAG3KAB0DueF3XSTbs56eCJGjvdfOP28iG16gfm2lHnYsCJmfPA== | 2024-05-17 20:18 | Air Source VRF Distributed Heat Pumps with High-efficiency (>75%) HRV | 17 | LCE - HVAC | Available | Doina Balea | Industrial | Active
72176037-fd0f-eb11-8143-0050569043a6 | FdbuWIlgVkQ+O25oVHNPaezoNefMfQmyaeGHv5vmuEEnCSgdfptHTFJNKwsaGWgy4uCKrpjIEwU/fWPcvXp0PQ== | 2022-03-23 00:58 | Air Source VRF Distributed Heat Pumps with High-efficiency (>75%) HRV | 17 | LCE - HVAC | Available | Doina Balea | Commercial | Active
dd516b00-b358-ea11-813b-005056900b78 | eAMt2SYOAOepekNLIOzPxjiMTOStALFCo0/37oAnLxoJcFqA/toWTTJuAU2HnRDTQEuV0L+j62xSwq7Cqp/gSw== | 2022-03-23 00:58 | Air-Source Heat Pump | 18 | Space Conditioning | Available | Doina Balea | Residential | Active
0fbe4401-8b14-ef11-8173-005056900b78 | 3QP3Yf/FKuWnbUkhV2Iix5o0T+dRD2xgkaBBqPjLPs9VVHI/o4dX5MPs43Bc3RaJAdUUrdLps9oK25ahOOm5dg== | 2024-05-17 20:21 | Air-to-Air Heat Pump (ductless or minisplit) | 18 | LCE - HVAC | Available | Doina Balea | Industrial | Active
22732b0e-fa64-e811-9a34-005056907e1b | STKRwM5k2Cj8z4z4RBnfy4B0jP38IUylulYmbYcwC3EVHK+Bwr1acVAkU4LQpnAKN8iQeuQxiNMR/W8QJi6zWQ== | 2022-03-23 00:58 | Air-to-Air Heat Pump (ductless or minisplit) | 18 | LCE - HVAC | Available | Doina Balea | Commercial | Active
4a168f8a-8b14-ef11-8173-005056900b78 | snwA6W/uWy/q5qMfwjrXzkL4m6w3fRo/CXN14tmqRsk9AOD95darsPC5HlHRwKjrUDci2FETH04b/VV9vZKYCw== | 2024-05-17 20:25 | Air-to-Air Heat Pump (ductless or mini-split) with High-efficiency (>75%) HRV | 16 | LCE - HVAC | Available | Doina Balea | Industrial | Active
cbdf2cdf-fd0f-eb11-8143-0050569043a6 | 4LFtlFrlhU+B5q+IWMAYWnYRqo/XTv+aQtipNKZbcYjcFMXaTtTPFUrBuP1LwDRjMLB40fdiSfLm8ZrWnNuYjA== | 2022-03-23 00:58 | Air-to-Air Heat Pump (ductless or mini-split) with High-efficiency (>75%) HRV | 16 | LCE - HVAC | Available | Doina Balea | Commercial | Active
b2478545-fe0f-eb11-8143-0050569043a6 | ht1AzgIH9B5jn+dNDpIH+v7ePsxL4uW6RKxrOfGi04M/pe2FKMyF6Yu0c6G3f2Opn0mN9txzI3IPu59gm6ATZw== | 2022-03-23 00:58 | Air-to-Water CO2 Heat Pump Water Heater | 15 | LCE - Domestic Hot Water | Available | Doina Balea | Commercial | Active
58795f16-6dd8-ec11-8158-0050569043a6 | e7xMbaXgUJazow0SISJDEV8hB9qOIMitg4uOMYoZ87aWS2PWpZFjMnWTn8r0R9p8TMeGyiK8NA6/pvaRYladoQ== | 2022-05-20 18:46 | Air-to-Water CO2 Heat Pump Water Heater | 15 | LCE - Domestic Hot Water | Available | Doina Balea | Industrial | Active
8de54601-8c14-ef11-8173-005056900b78 | P0QoIuasCfqaCX24TXNY9a6J6qhyiXvLCOwcTG3teOdTNvQmaSxk0Q88KCKKn5KABn6HDWu9ZxSxzvnq/uOCBQ== | 2024-05-17 20:28 | Air-to-Water Heat Pump | 15 | LCE - HVAC | Available | Doina Balea | Industrial | Active
eeea68e6-f964-e811-9a34-005056907e1b | wPZ37ytStYhjmf52AYIqO9efr9cP4QX4nT11+inIFa+cwUA64BDVy/2bxx7zGEO4Klj1HFeCLTs9qcKgU4NPgA== | 2022-03-23 00:58 | Air-to-Water Heat Pump | 15 | LCE - HVAC | Available | Doina Balea | Commercial | Active
4549dc64-38f1-ee11-8176-0050569043a6 | uO/Bs2vrYuyGrbpAitWIeFR4A7NUYMRz4d9HQ3HE729cJmZYK4BnqjQjxVNl4bP1l3oyomhLwCXjad/FYap8tw== | 2024-04-02 21:32 | Air-to-Water Heat Pump (Central Plant) | 15 | LCE - Domestic Hot Water | Available | Doina Balea | Industrial | Active
6a00290b-fb64-e811-9a34-005056907e1b | ledXklja5jLBt1AUJMN8uyTRTIvl9ojgSh708VeegcZjs6CfborbTzqd3y/W3uMi1UABNqs6txuIvnyGpotMYg== | 2022-03-23 00:58 | Air-to-Water Heat Pump (central plant) | 15 | LCE - Domestic Hot Water | Available | Doina Balea | Commercial | Active
61b9f167-39f1-ee11-8176-0050569043a6 | VGYVnzdrzWBqr2Wgz3mkiF5mGraDwupm6CWqFYC6uy/3IFpQLyCXLvsIQ4htDnFe2ke14xMx9CXuvoDps53Nng== | 2024-04-02 21:39 | Air-to-Water Heat Pump Water Heater | 15 | LCE - Domestic Hot Water | Available | Doina Balea | Industrial | Active
5050e326-fb64-e811-9a34-005056907e1b | 8+DwGjX1CfCA9nFIhjxIh5nn+im6KMusUkmQ7Hv9Ww06oI107MDA7Wszk4AhVBGRXkY2omFQde8wU3GQy3X5fQ== | 2022-03-23 00:58 | Air-to-Water Heat Pump Water Heater | 15 | LCE - Domestic Hot Water | Available | Doina Balea | Commercial | Active
4b7cd900-32dd-ed11-8165-0050569043a6 | DMn231fuTkw5PW2KqJ+FiAjJzAI9reSShUI0sv7qyVbLRkvFyTbmjmWsydoGLxnr7vqcz/+z1ywXqBPdZSECfw== | 2023-04-17 15:11 | Annual Operational and Procedural Measures | 1 | Load Displacement - Bio-Gas | Available | Doina Balea | Industrial | Active
f04e225f-df70-ef11-817b-0050569043a6 | wNJ9pHS9OhHvQOqRrgW3uNOn5u+BXBknFZyK7SFep3QFZP9vvqwQApJnp5fGLqVbqe/bxFMgQq1opsKKHNyA5A== | 2024-09-12 08:17 | Annual Operational and Procedural Measures | 1 | Load Displacement - Biomass | Available | Doina Balea | Industrial | Active
1e9125e8-df70-ef11-817b-0050569043a6 | BdNGwRyFS5GmdLNT9813w2jeZBiNYv717vXXHLN8zWoSg5mlWqczd8SJluGmS8IzdSRQB1sI0nqrqNF5F85lQg== | 2024-09-12 08:21 | Annual Operational and Procedural Measures | 1 | Load Displacement - Geothermal | Available | Doina Balea | Commercial | Active
a7864d86-e070-ef11-817b-0050569043a6 | Qn+37RYc+1Pe901O20Uwmp4Y72EDFHLB7BXgds9YPDcoceiSIbS/FwJC9g28TV49MIit5QSD4c77pwQNSKV8TQ== | 2024-09-12 08:25 | Annual Operational and Procedural Measures | 1 | Load Displacement - Geothermal | Available | Doina Balea | Industrial | Active
1487c910-e170-ef11-817b-0050569043a6 | dLluIo2bCBJ4WlBkyUwxLbn2e8fDmNjRlcEvTRzi3I/sVTZdTH9nmnd/nW+oHv31g4wr2tEPNwoV2VkIhAP9cQ== | 2024-09-12 08:29 | Annual Operational and Procedural Measures | 1 | Load Displacement - Hydro | Available | Doina Balea | Industrial | Active
368b1e62-e170-ef11-817b-0050569043a6 | oqeJM2dcqmCGeIIxPCWpcUf8eSfRPYbBafYPckvjoTMEsygp5N4MsWYXMR53fJyB0vtCfg0FWyRDCBiNU4jvhw== | 2024-09-12 08:31 | Annual Operational and Procedural Measures | 1 | Load Displacement - Natural Gas | Available | Doina Balea | Industrial | Active
056393a7-e170-ef11-817b-0050569043a6 | JLpss6vlRBKh52kR55k4Cxt09jCwKAMqwnoqmRHGPatSue0+hh3Za7WYnApsQxOrSvJwryb2xOBb0TUpy6FpGQ== | 2024-09-12 08:33 | Annual Operational and Procedural Measures | 1 | Load Displacement - Process Heat (no incremental fuel) | Available | Doina Balea | Industrial | Active
9c5416f0-e170-ef11-817b-0050569043a6 | kehCQNrhzJoa2aIIRm4yLqM3jnr6F4MQ9U8ZE67fBKcu3IP/Id/zZa3ehAY6DZPJSWL0A4GsWoslP3FU9eyfQQ== | 2024-09-12 08:35 | Annual Operational and Procedural Measures | 1 | Load Displacement - Renewable Natural Gas | Available | Doina Balea | Industrial | Active
10529024-e270-ef11-817b-0050569043a6 | N5KL6JtzOh4VoK7TVS9uQPIORDldZoWxA4syF2pyQd3VkB09DvNf4dMsPe218F0QoRCHxKZrbNQzO1oaBpTvqw== | 2024-09-12 08:37 | Annual Operational and Procedural Measures | 1 | Load Displacement - Solar | Available | Doina Balea | Commercial | Active
e47fc15f-e270-ef11-817b-0050569043a6 | HRex/YpoFK5s5Lkd4Pqz2a9q++jrNwUCOBxTKuFYCUauIlKhxH19AZJbx0jFd9Y7si5W/Iv0N+Awx2ALY42xRg== | 2024-09-12 08:38 | Annual Operational and Procedural Measures | 1 | Load Displacement - Solar | Available | Doina Balea | Industrial | Active
d99a7096-e270-ef11-817b-0050569043a6 | qvg6hBj5wNSVNW5P3Xt5hOmKgcAILXYA6D0vS6uuKMhn5kPJjVR0qVsg1bs03ZA0MwJoNI9V5CdlFPBLzy1/Wg== | 2024-09-12 08:40 | Annual Operational and Procedural Measures | 1 | Load Displacement - Waste Hydrogen Gas | Available | Doina Balea | Industrial | Active
8f035dc0-e270-ef11-817b-0050569043a6 | kjtA6I6PZL2wlmFqA12nVG5QbKOcPCzMW7RxtYw5Zfu1VhjOV4e7s8Q9ItqgMaOVe72F5pvk0NQyZEwJTIOIMQ== | 2024-09-12 08:41 | Annual Operational and Procedural Measures | 1 | Load Displacement - Wind | Available | Doina Balea | Industrial | Active
6b7f7ec5-51eb-e111-8626-0050569e014e | JtLyq1ZNlEXjZd/SStjpm2oGwRyZdWnP4EeIKZEmC1IUoEGKqt86gCzJ0cUCQZsZpFWcisV2qVCJggzFXAC8nw== | 2022-03-23 00:58 | Anti-sweat heater humidistat control | 12 | Refrigeration | Available | Angee Watanabe | Commercial | Active
f67aadef-e492-e911-8132-005056900b78 | Vn1XO7SqGVlGzLQeat9oJdnsk8KiGo+jaWncU7KE/blykz+ZifVqF5/fSSDRZewhwTlovNcs0/Kj9vPd3VPbOQ== | 2022-03-23 00:58 | Automatic Control Valve | 10 | Pumps | Available | Doina Balea | Industrial | Active
d445896a-5045-ef11-8175-005056900b78 | tnEK2AN6Is1xpF5C8e71iEGKMGJU1fhYOjr7VkFLUl9VLo4tPB6qK7rPmDhXMgRTeVfeaUvxdIXnD/Ig8wAIpQ== | 2024-07-18 21:55 | Battery Energy Storage System | 10 | Energy Storage | Available | Doina Balea | Industrial | Active
51bb033b-5145-ef11-8175-005056900b78 | xYnq/D1q75P2aobJibr7UgF4ZupUXSv5mT5pRdpXulXccHHp87i3VUTkK7ni6ghEm2n11BIWtsL96X5S04GAiQ== | 2024-07-18 22:01 | Battery Energy Storage System | 10 | Energy Storage | Available | Doina Balea | Commercial | Active
7876e3da-a0e2-ec11-8157-005056900b78 | BeMZk9KUuJsBhZIKdgn9gL5jL8Tt/CoSBx3jB5jWkRpiX5aO5DOw+3DPpBxbMnIdf5TBmY08YvGuN7vtUN/dwQ== | 2022-06-02 20:39 | Bi-Level Stand-Alone Lighting Controls | 10 | Custom Lighting | Available | Doina Balea | Commercial | Active
3beb3b60-efb6-ee11-8173-0050569043a6 | lBiGwcxGrS228t2OOUbOKpaKVL4wCvDbUZyhPaFPiwHqu68GGTncwNRP3Iimk9a0RgcfUyVUb59AlLy6EXzrbQ== | 2024-03-05 00:27 | Bi-Level Stand-Alone Lighting Controls | 10 | Lighting - Horticulture | Available | Doina Balea | Industrial | Active
55c7e81d-f7b6-ee11-8173-0050569043a6 | AdE2BJXwxhRVoHS/OJ0cKGTdjwWtZOTOJwa382BHEcyBFoIQ54GNdualu5jIv4K8ZlrJLJoA6Yne2/GE/9bfBQ== | 2024-03-05 00:28 | Bi-Level Stand-Alone Lighting Controls | 10 | Lighting | Available | Doina Balea | Industrial | Active
fba338bf-7c9b-ee11-816e-005056900b78 | M+RsO4H+12efXNC15MfVhlt/1B7uprTkUs08C6s8n0HXYfrR30m9sXhgyo7xDCpVoxscrJwAIJLzXxo3qJ73kg== | 2023-12-15 19:24 | Boiler/ Steam Turbo-Generator | 20 | Load Displacement - Geothermal | Available | Doina Balea | Commercial | Active
db74b04f-c55a-e211-a855-0050569e014e | i69fiEho9Q8/xRl4VLrmAX+Ta3RKVvXmhVu6B02bL1t0XjgJjV55ET11fF8KWUVFSyo5GRvJokeQzn9g/pWuLg== | 2022-03-23 00:58 | Boiler/ Steam Turbo-Generator | 20 | Load Displacement - Biomass | Available | Doina Balea | Industrial | Active
6cda0f58-c55a-e211-a855-0050569e014e | POYdb/57nQ+0GPJnF5FmFSvXFRv2XEkPtoVNup9aQDTAwhgNN0dVwZtbPy8JTfE8mEUapg/FdorK1WdHk7rm7w== | 2022-03-23 00:58 | Boiler/ Steam Turbo-Generator | 20 | Load Displacement - Waste Hydrogen Gas | Available | Doina Balea | Industrial | Active
08c89760-c55a-e211-a855-0050569e014e | dObKOxlfFvA6axv28Q2qSz2TUuEg0b8O6rPrE5EP+/JGh2bpm9HS/6QgYBnJyvVhJpep5az06bW8bgkqDbsILw== | 2022-03-23 00:58 | Boiler/ Steam Turbo-Generator | 20 | Load Displacement - Natural Gas | Available | Doina Balea | Industrial | Active
aaaf606b-c55a-e211-a855-0050569e014e | 2ljah1kmM7jhTKyCEaWFEKUmJsFV/L2x7BXYoWl7LGpWwtpU/gBaFbhnyR4dsyZbHGJMDLEM4tfeC8DxnjRrzw== | 2022-03-23 00:58 | Boiler/ Steam Turbo-Generator | 20 | Load Displacement - Renewable Natural Gas | Available | Doina Balea | Industrial | Active
4d4dbe75-c55a-e211-a855-0050569e014e | QhyEvx+fvliZ1VTUFIzHhzNcXH9D2dU1K+sDLO2Qf5OtkM6CSsc9U+CfCXx83mlYFbG9WLKYeBhs2Zpg5XhSVw== | 2022-03-23 00:58 | Boiler/ Steam Turbo-Generator | 20 | Load Displacement - Bio-Gas | Available | Doina Balea | Industrial | Active
f5e48c87-c55a-e211-a855-0050569e014e | 5ayBBiUipcbamEt77JbEqUwehV28sVq713X0tvsM76UAnukkIGVmWOBvfyoiH7ArqW+pU2tNg84CAqipAPF/xQ== | 2022-03-23 00:58 | Boiler/ Steam Turbo-Generator | 20 | Load Displacement - Process Heat (no incremental fuel) | Available | Doina Balea | Industrial | Active
45d08d8e-c55a-e211-a855-0050569e014e | TIXbYea4dXs3/KrnC3OKXVwIADce6KxqY2PqXyJ7wO2TzAok3dy7h/oFvs/PDYi8uEDaQjPOyIkIwTeeiqC9sQ== | 2022-03-23 00:58 | Boiler/ Steam Turbo-Generator | 20 | Load Displacement - Geothermal | Available | Doina Balea | Industrial | Active
7f0b2a4c-52eb-e111-8626-0050569e014e | sPp9H7WTg7iPr5ZgVk29ZmifTu9Mbz1asAgKO2GntV6eSKB2rWhlaYhFv/pfMm83PEUZ8nB5ezviy8AXhrasew== | 2022-03-23 00:58 | Booster Pump | 15 | Pumps | Available | Angee Watanabe | Commercial | Active
40916b40-52eb-e111-8626-0050569e014e | 5qS44xIbcHu1I9d5BTK2b1i95q/WwzuAAUH/6R3CgWEXd9ZwVKOHPASC9lWWSbD1ph8ENj80cy42KQzPUEMNxA== | 2022-03-23 00:58 | Brine Pump: Install Pony Motor | 15 | Pumps | Available | Angee Watanabe | Commercial | Active
bbd059c4-7914-ef11-8173-005056900b78 | yJXwtHUCwc6Nfw1SbkMEvEp77bXJe2DIMr79jTn4RAEb3w8b+HZnsCECQuR+/qDUxg/AubyqPkRT4hYNxknqOA== | 2024-05-17 18:18 | Building Controls | 8 | HVAC | Available | Doina Balea | Industrial | Active
a36e4134-4feb-e111-8626-0050569e014e | 6l1xA3Jrx7ksKfPlFgowaXeOdEcQtMH9gonSb3LvxxV5pmC3oZl61T476G3ebUj3qcyozhkIGWonS8yOOrikfg== | 2022-03-23 01:07 | Building Controls | 8 | HVAC | Available | Angee Watanabe | Commercial | Active
d308fe9e-56eb-e111-8626-0050569e014e | U2XI0E4nDL236k69xuLYGkuUIGhQTmygYfX0fFCfklpHWSA1qn+juVKhDkc1IR7qpq3nQve5n1ORMkTSV9fuow== | 2022-03-23 00:58 | Capacitor and reactor installation to reduce line losses | 16 | Other | Available | Angee Watanabe | Industrial | Active
744c75f5-0b2f-e411-b477-005056907e1b | 148/P5pHEhaGVcVyR4PwsTDhJNlJ4+/si3xLVNrvJmaUspFnHoOvtbnSIlzuPwohr41eTuV6Ot+t3RpO2+ZzIw== | 2022-03-23 00:58 | CNC Only - High Efficiency HVAC System/ Plant, Central Heat Pumps | 17 | HVAC | Available | Doina Balea | Commercial | Active
d601fe0e-0c2f-e411-b477-005056907e1b | S/CehG+TjlVgnJpEqIqcVoN+HPoEXvj5i0JQaz+38PjGgAwACKgdywKMq4amILfyi1ygIW6t9G54Tn+hYvrIUw== | 2022-03-23 00:58 | CNC Only - High Efficiency HVAC System/ Plant, Distributed Heat Pumps. | 18 | HVAC | Available | Doina Balea | Commercial | Active
076e4134-4feb-e111-8626-0050569e014e | jOFhErPW1AGHb7/ceJVAyC88T4TbcHssECWMST1DaRXk26djXaOWOBLOhUW/i0zPQ72HMJ0LqzQ2q2OP4ckHmA== | 2022-03-23 00:58 | CO based parkade ventilation control | 5 | Advanced Energy Office | Available | Angee Watanabe | Commercial | Inactive
8b6e4134-4feb-e111-8626-0050569e014e | lFlRn0MBVx2ShLTsmPf5mNSySK8rZr0e+jDo/PBsNglyeA0I9OgBcyX7TYRflNqCEz3tskea9KLoSg2D++9nnA== | 2022-03-23 00:58 | CO based parkade ventilation control | 5 | HVAC | Available | Angee Watanabe | Commercial | Active
084b9501-9abf-e511-95b0-005056907e1b | ZX1bfBU3ZD5J7ip68Xe/Pe7JGFinF4okIVlC2wWcCv3xGkxp4WsBDy6Bz0zX6RMZmwN1recMod/pqa8q4zHlHw== | 2022-03-23 00:58 | CO2 based demand control ventilation | 5 | HVAC | Available | Doina Balea | Industrial | Active
096e4134-4feb-e111-8626-0050569e014e | FAE/t9cO/n1+bDSjzbWiVDOMs9O372+5uadvN4p0XX1waNMD2Xn/NwzR58yRcZFaVNrNlzeG59b1UNmWcZX3EQ== | 2022-03-23 00:58 | CO2 based demand control ventilation | 5 | Advanced Energy Office | Available | Angee Watanabe | Commercial | Inactive
8d6e4134-4feb-e111-8626-0050569e014e | 0ul9EUgh3KBe0VPSajmycYPBGBMkSvtsBXfmmSNk2LL58HPGD/p+i5l4+GuXuWBRkHTmkACPuocpyxilcwr/sw== | 2022-03-23 00:58 | CO2 based demand control ventilation | 5 | HVAC | Available | Angee Watanabe | Commercial | Active
bae7474f-1d5b-ef11-817a-0050569043a6 | 85k/VpKG+x1NO6yYj58Zm+l5zL/NadFi9X8Vc6vZJwFLFRYBF4oUy52dAcchhaYqy+OU/cLv6NdhlEzjBeenWQ== | 2024-08-15 15:45 | Coil Cleaning | 3 | HVAC | Available | Doina Balea | Industrial | Active
867780dc-1d5b-ef11-817a-0050569043a6 | UKqqohHfg68ADMr62MPD28liw5VAY+o7iBCfPcP+vOMN3jmxDbZRpmQQZFnecwo1OQUVAeFLMNe1jfm4OIHHvQ== | 2024-08-15 15:49 | Coil Cleaning | 3 | HVAC | Available | Doina Balea | Commercial | Active
82aaf7f0-c55a-e211-a855-0050569e014e | ssd9IavN6hPT0lpv4ENyvFf7cR4NteLarNECDLlx1uDV1uwUpKO8ZqF92Je7KfcA8gY/Lp4nOP/FIDVdz/R4VQ== | 2022-03-23 00:58 | Combined Cycle/ Combined Heat and Power | 20 | Load Displacement - Biomass | Available | Doina Balea | Industrial | Active
3e7a64fa-c55a-e211-a855-0050569e014e | jZeA5mVLDaXuQEj7ryFpnNhrH2k3Ho84R9/A31bdJW5n0yXh59T/rZPt9ke6emz22T/hPmkhgY3Oi8olrSA+Jg== | 2022-03-23 00:58 | Combined Cycle/ Combined Heat and Power | 20 | Load Displacement - Waste Hydrogen Gas | Available | Doina Balea | Industrial | Active
17543301-c65a-e211-a855-0050569e014e | wOZS59zsOu0MtF0kBi7HSayQK4qU2PpjcwloHqMpFIrgA7/IiV3BH/cYvSCTXWJEhZ7602+h7P3KBvQVFxA54A== | 2022-03-23 00:58 | Combined Cycle/ Combined Heat and Power | 20 | Load Displacement - Natural Gas | Available | Doina Balea | Industrial | Active
fdd7180c-c65a-e211-a855-0050569e014e | NxFCPI8Yv92438nB/7RQfPwbAPnOJrdoXXUoaztDBwsyIciMacFDFK1JRuci0JpcBnRTCfUs6XlaXpopbl3QqQ== | 2022-03-23 00:58 | Combined Cycle/ Combined Heat and Power | 20 | Load Displacement - Renewable Natural Gas | Available | Doina Balea | Industrial | Active
bb6e1117-c65a-e211-a855-0050569e014e | vjFfg7aE78gkls3pUUBpePEsuEuzYfrwIQfXKfs99L6vrMWmDskn7jwWWJp2UsipJgm9Ichs/WzLg9hnQ0y/JQ== | 2022-03-23 00:58 | Combined Cycle/ Combined Heat and Power | 20 | Load Displacement - Bio-Gas | Available | Doina Balea | Industrial | Active
d64d6911-c55a-e211-a855-0050569e014e | wosrMhs1lzdO+R5ogRNfkboZho7lUm352zdeA4F46VfguOnaNSwF2R1QWfkHO4r1cEetXwdTpbvNWdMZ6NTVrA== | 2022-03-23 00:58 | Combined Cycle | 20 | Load Displacement - Biomass | Available | Doina Balea | Industrial | Active
fea6df1a-c55a-e211-a855-0050569e014e | XC5Ut6U0JrzS1+2a3BJWxs1t/FyWBa92uPC1EVsJqa7L4NZEQwi2P/FDS1QS3o1AJpv2BSDSQYbFq//cJ6O8ng== | 2022-03-23 00:58 | Combined Cycle | 20 | Load Displacement - Waste Hydrogen Gas | Available | Doina Balea | Industrial | Active
a2fad124-c55a-e211-a855-0050569e014e | o+zQnzJz7VI1Gv0K8yI0IGFPB/ErHLPWKy+iV79WUjzTvRjwSUTM9hjlGfywfg8BV/xiaED7U51lN9H5HBttXw== | 2022-03-23 00:58 | Combined Cycle | 20 | Load Displacement - Natural Gas | Available | Doina Balea | Industrial | Active
780d452f-c55a-e211-a855-0050569e014e | nNWxsk+daJbErZXmTK4VRhc69N7k6oig2AkQKKZZLvlcPLpcqKm2x7fkbtyxteITTvHyyM/3CgjCll7lg5qxdg== | 2022-03-23 00:58 | Combined Cycle | 20 | Load Displacement - Renewable Natural Gas | Available | Doina Balea | Industrial | Active
33496b47-c55a-e211-a855-0050569e014e | WfcUZtLK0YCzhAuFfy4ZrNttbZ8HenFrND4SGKgR7ERBwWUfr9TuyzTU9IYz0a3x8ceexqK2AyB5SZv+yaOuCw== | 2022-03-23 00:58 | Combined Cycle | 20 | Load Displacement - Bio-Gas | Available | Doina Balea | Industrial | Active
21f17174-7f9b-ee11-816e-005056900b78 | /qALtpAcOLylz759zh3ib6mFxgVRYtHtFUBTbz/vGBeiDsbzmALadGIddH+FmyBvmAZIS+bhDUCwu0oTPfdQ+w== | 2023-12-15 19:24 | Combined Heat and Power | 20 | Load Displacement - Geothermal | Available | Doina Balea | Commercial | Active
6c84969f-c55a-e211-a855-0050569e014e | Aj5PycetKANVL2AlJtUSlXQ425E2k+0zRZhkc40y3q2wJ+HvHJXyX08QjyMsf+/kqbgxXYMg4crdQM4atZeBDg== | 2022-03-23 00:58 | Combined Heat and Power | 20 | Load Displacement - Biomass | Available | Doina Balea | Industrial | Active
8844eda6-c55a-e211-a855-0050569e014e | XSJ0PowV3MVcRd8WsgtQrfkH6zcEIb4uCclObVLgWYsoAJuxiQYqwL3vkDcZ1kwamLoc5g3J3QFbgyuK75IhWw== | 2022-03-23 00:58 | Combined Heat and Power | 20 | Load Displacement - Waste Hydrogen Gas | Available | Doina Balea | Industrial | Active
875544b3-c55a-e211-a855-0050569e014e | F10X+BrA+jZC/QZAQmw16zETrFLfooJhA3IycxXv9vGQn0I0+ByvmcoHOmDYkb8MXrSHKWwqwpadJaeuCNQt+w== | 2022-03-23 00:58 | Combined Heat and Power | 20 | Load Displacement - Natural Gas | Available | Doina Balea | Industrial | Active
9f3d48bc-c55a-e211-a855-0050569e014e | ylYQ5+74tw2kNUB8wAJWbna3KRRxBfOrLXX9j6K2QhIq9vCClJVodt2PlinCqb0AiytCUcxxb+Fz09w/lMbtUA== | 2022-03-23 00:58 | Combined Heat and Power | 20 | Load Displacement - Renewable Natural Gas | Available | Doina Balea | Industrial | Active
e345eec5-c55a-e211-a855-0050569e014e | 96Cegz3Izzmlekmv4o4MT2eK9DB1KVcANr17/5LXpyLB1kTgjVxqajKMIA+4LBl6CZN55pvgIi4L6kqtRj9sGg== | 2022-03-23 00:58 | Combined Heat and Power | 20 | Load Displacement - Bio-Gas | Available | Doina Balea | Industrial | Active
a6d657d8-c55a-e211-a855-0050569e014e | 3wuQMvp4x7SgzdzI8U0tA2hGVZyuDVdnEfFmlLIKPEezx8Ut4wZM4Ar16yvAxPfhn1POb87uZIS8NCwQdF/h4Q== | 2022-03-23 00:58 | Combined Heat and Power | 20 | Load Displacement - Process Heat (no incremental fuel) | Available | Doina Balea | Industrial | Active
03110de1-c55a-e211-a855-0050569e014e | 66E2qn0h9iZVLPo0YhFsoEHezf7oDfATMmL2vchvpqAJUhxojSL2QExaaT4FSm1BeXkZ0Eo8Kcuz1AZKoYLjBQ== | 2022-03-23 00:58 | Combined Heat and Power | 20 | Load Displacement - Geothermal | Available | Doina Balea | Industrial | Active
04d6db04-1b19-ef11-8177-0050569043a6 | kc3wgj1/CDkU/nJsDmZEJ5UewaZm69CCK+SXt8IXYr91mk8D1pJw9+L/3OZP5Fy8PSvM3jek/ZtyI/qgIdQAbQ== | 2024-05-23 15:42 | Commercial Operational and Procedural Measures for Hybrid Heat Pump Systems Heating and Hot Water Systems Optimization: Loop Temperature Reset; Equipment Staging; System Lockout; Unoccupied Setbacks. | 2 | LCE - HVAC | Available | Doina Balea | Commercial | Active
0d6e4134-4feb-e111-8626-0050569e014e | E14d4NyNYCFogtNU/RKlQMvEkuDpukb0ZiiTFxQ9E4Qjgq0xHsp8djQlRqMVi4JKpGUZuRj4tg8epxw/ETgLmg== | 2022-03-23 00:58 | Commercial operational and procedural measures including: Control resets and rescheduling; Heating, cooling, hot water, air handling, and refrigeration systems optimization; Fan motor and pump rescheduling; Supply air temperature reset; Unoccupied setback; System lockout . | 2 | Advanced Energy Office | Available | Angee Watanabe | Commercial | Inactive
ad6e4134-4feb-e111-8626-0050569e014e | dGkZH0LEFR/Z98nPk2DKNGt6fAvU8h4HVkc6CTD2Th8RdT3A2qzcmA7xztQpDQRQRHn7n+nduYdtTCr8K42FLw== | 2022-03-23 00:58 | Commercial operational and procedural measures including: Control resets and rescheduling; Heating, cooling, hot water, air handling, and refrigeration systems optimization; Fan motor and pump rescheduling; Supply air temperature reset; Unoccupied setback; System lockout . | 2 | HVAC Operations and Maintenance | Available | Angee Watanabe | Commercial | Inactive
91269d99-1119-ef11-8177-0050569043a6 | oKWGlhkaxW+RneliSzmdBqaLM459jX+JrSrx5tFkW0zzClbLBx2oOhFdp7MKVu5djs9/HZPzVk9rrzMEgKM2bA== | 2025-04-29 13:02 | Commercial Operational and Procedural Measures Including: Control Resets and Rescheduling; Heating, Cooling, Hot Water, Air Handling, and Refrigeration Systems Optimization; Fan Motor and Pump Rescheduling; Supply Air Temperature Reset; Unoccupied Setback; System Lockout. | 2 | HVAC | Available | Doina Balea | Commercial | Active
711a42e8-abba-e311-ba6a-005056907e1b | 8MWFxOjgtfnblgY6EnHPtTwVMa6WzX8PKMdf9DF+X1OGRqJ1uyMvoLxmjMQN1Hw90Lxes34XrJBOkdKabW2JuQ== | 2022-03-23 01:07 | Commercial operational and procedural measures including: Control resets and rescheduling; Heating, cooling, hot water, air handling, and refrigeration systems optimization; Fan motor and pump rescheduling; Unoccupied setback; System lockout . | 2 | Domestic Hot Water | Available | Doina Balea | Commercial | Active
a857376b-55eb-e111-8626-0050569e014e | Db38ceECqDbvrD43tn2/AzIYW1DpjFjH/8B5jA2GLADT4OGQ0ArRwk2OqwTY+B2axnjNqAUGcmYEdKD0FJpUJg== | 2022-03-23 00:58 | Compressed air piping and storage | 10 | Compressed Air | Available | Angee Watanabe | Industrial | Active
6f370d10-af3e-e911-812f-0050569043a6 | O4mau6VR9fFrEE9NbL7bfsjRt8pj5mhWsKR1vbuZGVGb1ctIbQoJ5LjSdjh335C6UNrm7XY4fvckaV0yqBBO9g== | 2022-03-23 00:58 | Connection to BC Hydro Grid via T/D Line | 30 | LCE - Electricity Supply | Available | Doina Balea | Industrial | Active
b2121b00-d13e-e911-812f-0050569043a6 | qet4yFbBGnemHipVSzFtHnSGZTw5h4ipGEhklsH81CA2ZGufheS2rfBcOmT5lOghyFyHXRf40opkRzZ06dgjvg== | 2022-03-23 00:58 | Connection to BC Hydro Grid via T/D Line | 30 | LCE - Electricity Supply | Available | Doina Balea | Commercial | Active
d8fb7472-a3e8-ee11-8171-005056900b78 | qglvJ9zwXp5wRzTt3DxCaqdyXfc/CW1Re71oKj1/7WEwybQKh6BE6iMauGPJ3MdF+//6jTKNALf3ItiEV6bdLA== | 2024-03-25 23:31 | Consolidation/Removal of IT Legacy Equipment | 10 | Other | Available | Doina Balea | Commercial | Active
14f8b90b-1113-ef11-8173-005056900b78 | XlJrriV+hDB5cxLFlJjvZ8nQiecBDPEtYmlfaVQdWyUAB2wsPfbvnESsLm49f7+xZ2Ogh1/RtNYnIxKEIE4Ipg== | 2024-05-15 23:16 | Conversion of Pneumatic Systems to Electrical Systems | 15 | Other | Available | Doina Balea | Industrial | Active
5258adb3-56eb-e111-8626-0050569e014e | isOkEcjmw5/21pKwJhJWFiB80bbHmMBn8XmcHuQLs+9NrseIcEH0nBSQ82bzRM6qe9cmBP1WJC0hY6ltya1d4g== | 2022-03-23 00:58 | Conveyor retrofit | 10 | Other | Available | Angee Watanabe | Industrial | Active
665b8612-9abf-e511-95b0-005056907e1b | jBjArT1TAsjdaM1FnRzxGM38/d2Pb2IdSzVVvQgqLUuQqcP53Zg/xMXVqS8gPvIXoaXVutq3lXYtRSBupiBW3g== | 2022-03-23 01:07 | Cooling equipment upgrades including high efficiency air conditioners | 15 | HVAC | Available | Doina Balea | Industrial | Active
0f6e4134-4feb-e111-8626-0050569e014e | 0bR/lRhr9fOcM8VZgTu1pPfxyVCV2s/8IYENaI6TRy+W5p6C4o3hu6+9jHbPfTCUJpI50PxCmLtJpqnKJzKX4A== | 2022-03-23 00:58 | Cooling equipment upgrades including high efficiency air conditioners | 15 | Advanced Energy Office | Available | Angee Watanabe | Commercial | Inactive
8f6e4134-4feb-e111-8626-0050569e014e | omACxPcES1xGiZC7YFxoh1xwjt2E/+3Tkevu220AiYccwA8GWyLViGo0FioFp3OOB7u3cnDc9m2Pm/3S28yKAg== | 2022-03-23 01:07 | Cooling equipment upgrades including high efficiency air conditioners | 15 | HVAC | Available | Angee Watanabe | Commercial | Active
b670ee23-9abf-e511-95b0-005056907e1b | 7QVOFiuyQHW6ZMxcRLWqxRlNEAikPleKX9fF06RA6HN7BYByAsjxFucMdGC6wmVTOKivMDPClOw6ZNYHB+uRhg== | 2022-03-23 01:07 | Cooling tower / evaporating condenser | 15 | HVAC | Available | Doina Balea | Industrial | Active
116e4134-4feb-e111-8626-0050569e014e | Rfu7j8Oh+byHN6Par9FdpT8LcuBa3m1IDCZtHC49nxgOL5+bnMRKG6Drh0vf5Fl4nAN+aDljyCMcSP7x7ilbCg== | 2022-03-23 00:58 | Cooling tower / evaporating condenser | 15 | Advanced Energy Office | Available | Angee Watanabe | Commercial | Inactive
916e4134-4feb-e111-8626-0050569e014e | VjKf1SH9jI+ropdyJChTBR9p7F6XogLxx+JlPxOn1+1t4NIaWy0Ki/4VnMSZyQ1njkayxmUdq5eQBbwjV6b91w== | 2022-03-23 01:07 | Cooling tower / evaporating condenser | 15 | HVAC | Available | Angee Watanabe | Commercial | Active
6f6e4134-4feb-e111-8626-0050569e014e | E1LkM1L+gJLRJkYiyYX5uiEW6RNnE9hLuXNOCFSi5QmKJB4X+P5eMXkj0z+AHaZpxnNJ8S4kNLwrae0VY9sZ9w== | 2022-03-23 00:58 | Data centre servers | 4 | Green IT | Available | Angee Watanabe | Commercial | Active
812ae607-0bc4-e311-ba6a-005056907e1b | 7+6AH6DdhrRbXhSq+6sVO6xFxynBkQM/WHFwnFbqQw+o0+sfYZxPVLlJFe2r9rFTFA/R4i6mYqfTMaq9MSPp1A== | 2022-03-23 00:58 | Demo Controls | 8 | Demo Project | Available | Doina Balea | Commercial | Active
069c9e1f-0bc4-e311-ba6a-005056907e1b | oJim6FPFkYYkNHcF1kVw0PXuTw3N+X9A5L7kBNza21I7w1xrTpN+gaeaeGGQThl3R/iYpJzO/xBYkPX3tMRFgA== | 2022-03-23 00:58 | Demo HVAC | 10 | Demo Project | Available | Doina Balea | Commercial | Active
fc1a5a2e-0bc4-e311-ba6a-005056907e1b | MRar7Agaqs74LfCBOFAmiW0mdTEEoIHvnbP5MMU9wwgC3EnYwPWV7g6b0f280Ji4Rsx3I8EObrLb8Q/0+z/g4w== | 2022-03-23 00:58 | Demo Lighting Hardwired | 10 | Demo Project | Available | Doina Balea | Commercial | Active
d79457c9-d01e-ef11-8174-005056900b78 | LYiE67lMgkqlDFghY2SU3I9lH5HnoSoyE2L1z0CNYbYiNnS6Jjj/OJoV97hhPfeuKl39QsmkL8crzIPcZXSESA== | 2024-05-30 22:06 | District Energy System - Electric Heat Pump | 30 | LCE - District Energy System | Available | Doina Balea | Industrial | Active
dfc26838-cf1e-ef11-8174-005056900b78 | DcNFwPCBfhG1/TNwrOiXhkikq7g2M6vNetqRNoZaRzYC4+AnZXSoKxvEL9hr0j80cDsFLPV9ekiV38D27Ze2gg== | 2024-05-30 21:55 | District Energy System - Electric or Electrode Boiler | 30 | LCE - District Energy System | Available | Doina Balea | Industrial | Active
656e4134-4feb-e111-8626-0050569e014e | NkNWwR/fNjr/N6Ae36xmmQFrlzZExUqgqMD7RujzFmNJcyIW2gN22XTusdQ0GitM6D4HI2esFxd5+lvgn0XUOg== | 2022-03-23 01:07 | Domestic hot water boiler upgrade; Efficient boiler | 15 | Domestic Hot Water | Available | Angee Watanabe | Commercial | Active
558c4338-99bf-e511-95b0-005056907e1b | zKfVxyTkyeD5mVw5TU4R9fO9mZTCvrKsExZvr+qMRc1nX4Ql0TXGu85APoJvJqN9NmeJ7h5YUGZ3VHTV3a+ZLQ== | 2022-03-23 00:58 | Domestic hot water distribution system retrofit (piping insulation) | 10 | Domestic Hot Water | Available | Doina Balea | Industrial | Active
676e4134-4feb-e111-8626-0050569e014e | ZgnqWma7lcpzPPlkuHj/dxRDg2JW93yDFLKCl4oOomXMvqmsoZSTLPE1PaqG4jIkrhLRQpK5cFjagQELNIoTug== | 2022-03-23 00:58 | Domestic hot water distribution system retrofit (piping insulation) | 10 | Domestic Hot Water | Available | Angee Watanabe | Commercial | Active
691eec47-99bf-e511-95b0-005056907e1b | ZU2ha26VXR3GW7d/iAYpv2oD4BMo3a+/5+Sa4fDlHeyR/6iax5dWuNg5NSSUc7yIMuBX9cj5wQTH2u3uVTlnjQ== | 2022-03-23 00:58 | Domestic hot water recirculation pump demand control | 10 | Domestic Hot Water | Available | Doina Balea | Industrial | Active
696e4134-4feb-e111-8626-0050569e014e | 07VWAUTzGeunxhJU9T97ipulC2YnVuN1q2O2VK0u8SUN1RasxTZxQUOG7nXXBXR0Btr5PvZrcmRbLmObX3ZZZw== | 2022-03-23 00:58 | Domestic hot water recirculation pump demand control | 10 | Domestic Hot Water | Available | Angee Watanabe | Commercial | Active
fe0b7cdc-601f-ef11-8174-005056900b78 | At2DNeK3yP9T31T75ScYdtCjyJmRM0kR3M8oGgbFnk4aOPQRLrs6J1/oRIwEjAXOClvwIX2Je9U6Y2qHoGHMnw== | 2024-08-14 21:53 | Drive Conversion | 10 | Motors and Drives | Available | Doina Balea | Industrial | Active
b6733083-50eb-e111-8626-0050569e014e | C+FDOAGLy7q09iHpnGtH1Gg5IQeTd8eCHFnifMYOEfumafHraL2bPK+kKPI/oe+8yoIBUG8PKe5PH0BCtkLRKA== | 2022-03-23 00:58 | Efficient door type dishwashing | 15 | Food Preparation | Available | Doina Balea | Commercial | Active
aa57376b-55eb-e111-8626-0050569e014e | 3NFukVgnWiOX5UXhu7rN4MOUs6NXkrMtss83079UpfHOPz7eMjFNgBpjKGTKy+LSfVfcbAGG4QPkMq0A2+LGXw== | 2022-03-23 00:58 | Efficient air compressors | 10 | Compressed Air | Available | Angee Watanabe | Industrial | Active
ac57376b-55eb-e111-8626-0050569e014e | ij2JK+1sWCbwAw7nPwjsfMN5lCHovi1Tnr0tQIRNBnQ9l6mEDiUTBV4MH12an4joPDigeZ4dpU27z4ipz3qIXQ== | 2022-03-23 00:58 | Efficient compressed air dryers | 10 | Compressed Air | Available | Angee Watanabe | Industrial | Active
822a7c31-3b17-ef11-8173-005056900b78 | dPFft/HdOOqPc/WcwM3F++8yt5od8s93hG9RRVALJ1xU5d3FSDohMFm2RCsSeoaRVxgLS3dsW8jdVKPl8YRF5A== | 2024-05-21 06:27 | Efficient Compressor | 15 | Refrigeration | Available | Doina Balea | Industrial | Active
1b78ce8e-51eb-e111-8626-0050569e014e | TFGztv11o4YArEICl3Cfwzpclvd5YPM0qxQSoDdslV4VbspQvFr+YjjR0/0qJ79o6S3omFbzXqn9ng5ZK/y9sw== | 2022-03-23 00:58 | Efficient compressor | 15 | Refrigeration | Available | Angee Watanabe | Commercial | Active
4b001dd6-1c5b-ef11-817a-0050569043a6 | ZaetD8Fwz8FzsPb3FtwzxjXh0JgR99T9a8ZDVv+hdQyRxXWTf8+U/CFiEt/7lpW7QdeqJqhOzSHkzkImEuKmyA== | 2024-08-30 00:25 | Efficient Compressor Equipment Including Multi-stage Intercooling, Variable Volume Pockets, or Centrifugal vs Reciprocating Designs | 15 | Natural Gas Compression | Available | Doina Balea | Industrial | Active
21326d0b-3c17-ef11-8173-005056900b78 | uYNJLNsy/0DyFA/PIAQLd5H21iBC89Tqykeiu6D1NcZVP/3L7XQXQcKv83ae3IsmRPO5JM/veC6ADCFU7VR8uQ== | 2024-05-21 06:34 | Efficient Condenser | 15 | Refrigeration | Available | Doina Balea | Industrial | Active
8df2fc91-50eb-e111-8626-0050569e014e | TM9mW+SkeyLCMjJgLkq6KXMvIo1aZXleWHo68q/DkHl7o3E9fOshHRCgRX6/P1P5At996h+aO46BnniuHSy2TQ== | 2022-03-23 00:58 | Efficient conveyor dishwasher | 20 | Food Preparation | Available | Doina Balea | Commercial | Active
de57376b-55eb-e111-8626-0050569e014e | cHLnuYmCHxAxDdl/J/Tn4JtdzJjAT26VEndhKtQ7PrYRCkHk4JIY0HqHE980v9wC0mmBDMq2BRPSRXPdz134IA== | 2022-03-23 00:58 | Efficient crushing or grinding circuit (NPD only) | 25 | Process | Available | Angee Watanabe | Industrial | Active
9018382a-1313-ef11-8173-005056900b78 | d2oeNPjJHWIfPbMcSF87FTdCu451R3ttrunXzySulWuuAvZUZ2nUBgQCnaQVw2pyxS6XQqnfjCQLuiwucd8sBQ== | 2024-05-15 23:31 | Efficient Extrusion Equipment | 15 | Process | Available | Doina Balea | Industrial | Active
55e4776b-50eb-e111-8626-0050569e014e | wRupS6iQn035brrFipmTxAd5FLv/uKHwuOgLAk9rvJwfB41Xly2q6lJvDMQmqfreoBDj40Uq7hByS+FIULeI6Q== | 2022-03-23 00:58 | Efficient food preparation equipment | 12 | Food Preparation | Available | Doina Balea | Commercial | Active
69ac6acb-56eb-e111-8626-0050569e014e | WcyNUSTMGNxhE8brZcL2i8cqrdMOKfnf7X2aXbXwiz950mAE6qPUj+297IRSiHLt2H0XdZe0x61eoLh8Xsi3OA== | 2022-03-23 00:58 | Efficient gear reducers | 20 | Other | Available | Angee Watanabe | Industrial | Active
8846ac5c-1413-ef11-8173-005056900b78 | hFsNh/xdV3Y1PMMfakRqqQBLD0ONqeac4t0Z0rF+c6a8m2DPyH+FaOw5kpZB4X1X7BA/GMK8wH3zB/F73FpbqQ== | 2024-05-15 23:40 | Efficient Injection Molding Equipment | 15 | Process | Available | Doina Balea | Industrial | Active
b0fc62ee-e392-e911-8132-005056900b78 | 7HsD35DXR3kW9PBf0zOqElZRZ7kMwjHN2gLuvgcawkAKcK4D+LYwfo8KtE/nX2PUGclfbqWc0IjAmmbE63DuZA== | 2022-03-23 00:58 | Efficient Irrigation System Upgrade | 20 | Pumps | Available | Doina Balea | Industrial | Active
e057376b-55eb-e111-8626-0050569e014e | VMLCFP9TW1JTj1zBADKBbQ1k1A19y5x8VWIDWBwoc9bqU1LzKveTAPkFERbqKtDOoKTzGf/pIduXN8e5aQydow== | 2022-03-23 00:58 | Efficient kiln, oven or furnace | 25 | Process | Available | Angee Watanabe | Industrial | Active
8244ef50-f610-e311-9e5c-0050569e014e | mUYx5+5pvbSf3yy01LK9QQuC5swneR3Y+cdU5MQwov5gtyeRog1ca+EbCIx+M+xy/Uq0g/fexnyMfhLPKVPtPw== | 2022-03-23 00:58 | Efficient Mixers and Agitators | 10 | Process | Available | Doina Balea | Industrial | Active
ae57376b-55eb-e111-8626-0050569e014e | moSmpqyW3ZMyOCN/EEdwqyElC5vQtpn53AXUvGjGvIxEKxi/S1qgsCGDVAgO5YJcC4CFRXC05LNUEsQpFiSQMQ== | 2022-03-23 00:58 | Efficient nozzles | 15 | Compressed Air | Available | Angee Watanabe | Industrial | Active
cd9fcf1a-2213-ef11-8173-005056900b78 | mKAulFbdI9e/he0Mr8bDPkF7Ciwl8N0sZA2c3gcUxldCHIAxzkWhTClf1d5xir5Cw5jNpiMKnO+CDk5HDI72Lw== | 2024-06-18 18:05 | Efficient Process Cooling | 15 | Refrigeration | Available | Doina Balea | Industrial | Active
14154065-1513-ef11-8173-005056900b78 | fhXaRU8TiuY2Bnr7mof4lQgn646xUWvebSZu57RE1sWR2LWy5ubnNG+qegJ5fKvw8gjTsrgTyJ2obXRJL5qhNQ== | 2024-05-15 23:47 | Efficient Repulper Rotors | 15 | Process | Available | Doina Balea | Industrial | Active
e257376b-55eb-e111-8626-0050569e014e | fuaeG4Y7Kbc4/081gYIEE+2AS4ItB4YTLSE5aeM37sdNy/ilbu12Pr9LX9NBggczHFOsK5QdvYl2Xj/2uwpdyw== | 2022-03-23 00:58 | Efficient rotors for pulp screening | 13 | Process | Available | Angee Watanabe | Industrial | Active
89a76a84-bb17-ef11-8177-0050569043a6 | RMYNFMwnLwO2QDoHxN8BmfRErE6ktpn2TKlJKH/4ODDDgeu7DmLtK3QuwTdvHuncl2uF7Iy9c/uYIkCwDwDxCw== | 2024-05-21 21:47 | Efficient UV Reactor – Water Treatment | 20 | Water Treatment | Available | Doina Balea | Industrial | Inactive
a0bff0d4-7d22-ef11-8178-0050569043a6 | BHJt93+rSM1Guq3fcS27KVp7/BgzgTb/pxckvbuCIajPd9P9IF3R6dH8iGv3lAFZn2Qdkth5BPD2qn53+0GaPQ== | 2024-06-04 14:22 | Efficient UV Reactor – Water Treatment | 20 | Process | Available | Doina Balea | Industrial | Active
4317211d-2c5b-ef11-817a-0050569043a6 | 4eUmAKw9n+fN9U6+EoY1gJGp1/aQopbVHxBYsyNps4SA0eivK0YD/kSec1fBL4WsyDWNeYLwe/4Tr2l/ndLv9Q== | 2024-08-15 17:31 | Electric (100% or Hybrid) Air Heating System | 20 | LCE - Process | Available | Doina Balea | Industrial | Active
5b4062e3-4609-ee11-8167-0050569043a6 | 2YpgFUX96waHEDTvpB1rhKRMUZ2IWGv7hYZr5127rlXkJmmRKs4dfnwrDOb2PhJxZ80Hil3EOu90r2LuGLgYGg== | 2023-06-12 17:31 | Electric Boiler | 20 | LCE - HVAC | Available | Doina Balea | Industrial | Active
a9406a6f-3af1-ee11-8176-0050569043a6 | AplwUCnX6lUNbfBBgksK7ikrE+Zj/e4LQeYEd42ekUVnfed2BorbUojQVLHOuXo1f+00PtnPhBL9K4hjAr4qDw== | 2024-04-02 21:46 | Electric Boiler | 20 | LCE - Domestic Hot Water | Available | Doina Balea | Industrial | Active
94446b05-c717-ef11-8177-0050569043a6 | ohl1pygEwFGG37WEyYBwA7ZYNWnOw46KiYlw6IOWJBcIOKbpTS6gpXf4+BP7V8mtJ/dff+K8MDy0tVqMhmNQYg== | 2024-05-21 23:08 | Electric Boiler | 20 | LCE - Process | Available | Doina Balea | Commercial | Active
475f4e21-c917-ef11-8177-0050569043a6 | FC8SPdgKD4dfME889OcTw2ciTfyvLMkTTOG7+TFmGkKtVbcql4huG8K2Nb5te8P7c74Tt2hrQudq/AEtF+1u0g== | 2024-05-21 23:23 | Electric Boiler | 20 | LCE - Process | Available | Doina Balea | Industrial | Active
88e9a0ab-fa64-e811-9a34-005056907e1b | bsXzO3tOptetHaxSHPbH0Lz6ToVqpD7xvqISXSI3tX5Ag/l7nME535opbHAC3WA2B9bwf730BeyVkJpTAgLOtw== | 2022-03-23 01:07 | Electric Boiler | 20 | LCE - HVAC | Available | Doina Balea | Commercial | Active
49e9c382-fb64-e811-9a34-005056907e1b | u0Oj6DsVv4EiT6HXEjcwpqYD60HcAuiYzhSnPClYem0u1rSPXmpbUS6C4nZsj/+BRIIIEnp98C74Kh3basF2Gw== | 2022-03-23 00:58 | Electric Boiler | 20 | LCE - Domestic Hot Water | Available | Doina Balea | Commercial | Active
68716087-5ce5-ee11-8175-0050569043a6 | THBCJPKe3+XUaWZP8FPRfCQVb+ciL0kKF4jnMb/ofcDF6wz+0HSQlbRxNlZzAVtUhOz8eDTO048ZDqym9u7leg== | 2024-03-18 19:20 | Electric Chipper | 10 | LCE - Process | Available | Doina Balea | Industrial | Active
6a14ea47-3a17-ef11-8173-005056900b78 | sjg7lQwMc6s65U6HT1zKlBy05SXAWhmMJg8Fvge5T/vAOQ3dZmeIz30XuLEYs8OL0ocMp3ukqhWERVQrNjpOpw== | 2024-05-28 17:00 | Electric Conveyor | 10 | LCE - Transportation | Available | Doina Balea | Industrial | Active
b02cc25e-2a5b-ef11-817a-0050569043a6 | Dif01rftOqDZ8Z9uV3vAI9iz3WBZtBgqMAIfLCJro7nJoWhKcpUgQZBB1C+bsnRFVelZw+K1kNzi2NlgDV82Xg== | 2024-08-15 17:18 | Electric Crusher or Grinder | 10 | LCE - Process | Available | Doina Balea | Industrial | Active
acf0d320-2b5b-ef11-817a-0050569043a6 | Lsz+67HjM8ppiHGsQJxGBKfKJnX2T3ZyftEOW7AQAUMFkOvt8KOffmkCluDseNRdevpNsiWiTbXOC5QeI6cHvg== | 2024-08-15 17:26 | Electric Drill | 20 | LCE - Process | Available | Doina Balea | Industrial | Active
3df348d0-2e5b-ef11-817a-0050569043a6 | LoZSXKz6+2jzi1LlZRs0EToERAM3iBDHBSXtouPxTolljdLdd/meUuMdL/ErTNooteetKtyh96Zeg+Afva/IdQ== | 2024-08-15 17:50 | Electric Dryer or Kiln | 10 | LCE - Process | Available | Doina Balea | Industrial | Active
d898e6ef-2a5b-ef11-817a-0050569043a6 | huuKrtYRJHv3qS8/XY3KcuSea096522J0CAHSy1pOPPqgh30BtlXBcQ/fR7vZPK5DeVMP/9eZg+n3+c5PG+glw== | 2024-08-15 17:22 | Electric Forklift or Scissor Lift | 10 | LCE - Process | Available | Doina Balea | Industrial | Active
897f4d2e-2e5b-ef11-817a-0050569043a6 | P/3LAhB7H0eKq1hfIgDfpo5m8EAaQUd4Fu0YNXv7mcsmd7LTIOdF4rb5xsIoHRK+20Ycu7T9CCW31HS7qW6OIg== | 2024-08-15 17:46 | Electric Heat Pump (Open or Closed Cycle) | 15 | LCE - Process | Available | Doina Balea | Industrial | Active
253428fe-2e5b-ef11-817a-0050569043a6 | G6uDGb3+awsT/6OAnNU/OBRUfGmsGSLqyIwJSH6bQJHLcp73vQZRhQX1PGEEo3VusFhh4CfElXND6U/TPwqQzQ== | 2024-08-15 17:51 | Electric Heat Trace for Piping | 10 | LCE - Process | Available | Doina Balea | Industrial | Active
9704f270-2e5b-ef11-817a-0050569043a6 | rzYq9qs3LEpLCvm/DoaYOKVDgfXxihH3XSlCqw3h5X2RZv9v99GDOmgJJY2ka1PMVw7ltj9taBp+5fJke6gg/Q== | 2024-08-15 17:47 | Electric Induction or Arc Furnace | 20 | LCE - Process | Available | Doina Balea | Industrial | Active
b1cccf6c-2c5b-ef11-817a-0050569043a6 | UNCelKdkPN2gGnFEZfzvn+rgIBys2jv/04fknfpfawgazXZdK+JEhUJ96UtaffnT12Q5uPRiJK4TIukcwK68Sg== | 2024-08-15 17:33 | Electric Load-Haul-Dump (LHD) Scoop Trams | 10 | LCE - Process | Available | Doina Balea | Industrial | Active
b8bfd3fd-651f-ef11-8174-005056900b78 | 1VRbPEh8jSwalXZUM/ode5zKu8C4tE2ReaMRe8vjEAHsT6aS+fDWjuHZcQCA83FdhYxR1euDZLn1PsSKDX1mlg== | 2024-05-31 15:54 | Electric Motor Drive | 10 | LCE - Motors and Drives | Available | Doina Balea | Industrial | Active
3ad87a4d-2b5b-ef11-817a-0050569043a6 | UoFs6nF4g1YIBLv7NlHSRc6//Ilwb837K4hjBrZBImUoojbi3ehszX/ia09jErR+r3T2XbTfOekY6Sgzxx8eAA== | 2024-08-15 17:25 | Electric Shovel | 20 | LCE - Process | Available | Doina Balea | Industrial | Active
37032a9a-2a5b-ef11-817a-0050569043a6 | fMFXya2qpdc4n5qTU08aHbapuNBVD0QHkPdjhg8GJRJlTN21cSZo8a0BU7wvomrKr1l2Ubgs3GJvpYhffnEH5A== | 2024-08-15 17:20 | Electric Stacker Reclaimer | 10 | LCE - Process | Available | Doina Balea | Industrial | Active
53d4babe-e91e-ef11-8174-005056900b78 | +mkrToz5w1i0YuCHZfzrI4CXvZ/RApkfWb0Ta3YBLBOX+Q8HepX9TWR1v0yVJEKDuGQsOPZaeEesF3Wwf4UqGw== | 2024-08-15 15:58 | Electric Vehicle Supply Equipment - Battery Charger, Plug-in Point | 10 | LCE - Transportation | Available | Doina Balea | Industrial | Active
10a2bf6a-dea8-ed11-8161-005056900b78 | JEkaFTKnQtZ+IeTnWsBw1W8E6b8B1oyP8w/mk35rlmLX0QCmH6vCfghcJD6IOQ0Xjzy2MuOCjXQkMRqhmcFS4g== | 2023-02-10 01:01 | Electric Vehicle Supply Equipment – DC Fast Charging | 10 | LCE - Transportation | Available | Doina Balea | Commercial | Active
6314ccad-dea8-ed11-8161-005056900b78 | DTtJA9YJyF7qdYzGBOu/3QKzFVglY9KXREjCcBj8tmM0Dq4HANowmdA0P7Nx3UetY0vPMePu2LFAYsb41AorHw== | 2023-02-10 01:03 | Electric Vehicle Supply Equipment – Level 2 | 10 | LCE - Transportation | Available | Doina Balea | Commercial | Active
eef04353-0812-ef11-8177-0050569043a6 | 7MCU3jOvP8gek2pGhfJB0crCr2SXeVwo+g4CHvBxaPi+SHhPKvdZVNQO0m1sIoU3fFWFFE2t8XybzMJ3+9LGJg== | 2024-05-14 15:41 | Electric Vehicle Supply Equipment - Shore Power (Marine), GPU (Aviation) | 20 | LCE - Transportation | Available | Doina Balea | Industrial | Active
420ff897-3af1-ee11-8176-0050569043a6 | 8/fkMP0SC+W5ThM7p72HxSu6YIRle6UmB7+qBX1bkIH+1g0RtL2eIrd6EbeSvIySV+i/QGTiMo0L0t4IJEiu/Q== | 2024-04-02 21:47 | Electric Water Heater | 15 | LCE - Domestic Hot Water | Available | Doina Balea | Industrial | Active
abce8d92-fb64-e811-9a34-005056907e1b | OV7dOxFuCozcvxdlROBW60ze70/+HFuvKlPuFzjAKLWgSfjkJ6b8d2DaitJcNKdsNSGSWDP0EPobwn4NjZz0mw== | 2022-03-23 00:58 | Electric Water Heater | 15 | LCE - Domestic Hot Water | Available | Doina Balea | Commercial | Active
ba66519c-03ee-ea11-8142-0050569043a6 | 99tdR8Hvq8iSeY8VAyvPIrmqzaQiAy5iRbSA4JcLt3hXUlQvbY8NN8edTS7OxMZGRYpWSar0Q97u9AyuxJaMkQ== | 2022-03-23 00:58 | Electrify Food Preparation Equipment | 12 | LCE - Food Preparation | Available | Doina Balea | Commercial | Active
36bcada6-2e5b-ef11-817a-0050569043a6 | 1O9CcZn2l1JuMt8P2ZWU83XIqS2/cszvzvMJYJRJv6iXHk3SAs+ZQIYIT1u3ewsNLPieiYikaIXYbhNiRCHJRQ== | 2024-08-15 17:49 | Electromagnetic Heater | 20 | LCE - Process | Available | Doina Balea | Industrial | Active
522b21b8-51eb-e111-8626-0050569e014e | yBsV8Nr3k+MoGgeonDZoBsESSM32O5rnEhkAyAK2M4hsFwUWlafkNuJAAirq8vQvxGmJoWQwRhH3n0m9qS2IwA== | 2022-03-23 00:58 | Electronically commutated fan motor system | 15 | Refrigeration | Available | Angee Watanabe | Commercial | Active
738ae456-99bf-e511-95b0-005056907e1b | 8i+bftejps+g6rS2s6Qlzwqp1A+p2n04o05RC7wZyzr9jZ+hQBZHr8G/I4ltSBqp4GDBr0qQ0Fk/55MQpDD6fQ== | 2022-03-23 00:58 | Electronically commutated motor pumps | 15 | Domestic Hot Water | Available | Doina Balea | Industrial | Active
6b6e4134-4feb-e111-8626-0050569e014e | ZIXBhj8vySIM3zje8IgHaEj/X7o387FCOaWs7pav0Nidlb1q+tvtYi4tdymT1YubN11b/37D5l4cKBQrdUU6Ag== | 2022-03-23 00:58 | Electronically commutated motor pumps | 15 | Domestic Hot Water | Available | Angee Watanabe | Commercial | Active
716e4134-4feb-e111-8626-0050569e014e | z7JxPsDQ47uw1XYL/U1QwE2p53TeQCHaN8cMcYuT/A+hyGy3hIez8ZR6WX4MnwCdDp6jGGvjEXAaPjrwpj4IyA== | 2022-03-23 00:58 | Energy efficient data storage | 4 | Green IT | Available | Angee Watanabe | Commercial | Active
8ec476dd-5b25-f011-8184-0050569043a6 | l6g91NJqod/qePsvVgiG1PY17sr8gnCWUCIMGnLLaNJd5d1ubDAdQl2eDQe64rGmiK4HEhA97pJaqZAx9Fuf6w== | 2025-04-30 00:49 | Energy Efficient Electronic Gaming Machines | 6 | Other | Available | Doina Balea | Commercial | Active
eb807abb-42bc-e411-8ac6-005056907e1b | FjdL5r0wRJkDHzQLj02WL4VId9RjmfH9fLs17UrldiAW1Nfoqys1tv1p6TVQGABC3g4p3+5PTNZVVPIxYhEdzA== | 2022-03-23 00:58 | Energy Efficient Elevator Systems | 15 | Other | Available | Doina Balea | Commercial | Active
315be827-e810-e311-9e5c-0050569e014e | ZGmdNUqCFSM95gFPEQQjl60vthgwK6fof5kNPdZ2gQfmM2UcXPqz/eSIEhlnAT9SresBRbZ1pKH7IO76tG0n0Q== | 2022-03-23 00:58 | Energy Efficient Laptops and/or Mini Computers | 4 | Green IT | Available | Doina Balea | Commercial | Active
60d6bd4b-51eb-e111-8626-0050569e014e | vyn78HsbxRUzIu7IL7lOqCzbCDn8WciVPM/oD6e16tHbDrF3MHFKtsv9yfZsFCUpcJIv4ZoLEMOPb4NkOW3iKg== | 2022-03-23 00:58 | Energy efficient livestock waterer | 10 | Other | Available | Angee Watanabe | Commercial | Active
0185a930-e810-e311-9e5c-0050569e014e | gILB53IM6tipcW0CeqtncUPOOaMv3nSpPLpSGMVy7d2ThIqNPYgtQzlqrqHz0jTmJHZP94n1NELcMxWf2zp05A== | 2022-03-23 00:58 | Energy Efficient Mobile Computers | 4 | Green IT | Available | Doina Balea | Commercial | Active
ed80c025-dea8-e511-95b0-005056907e1b | IDWGS2QzaoFc4zIWrhCvX18z91ix8n+Xzd9WOfYPFHSugQC/4ZDcXsagUDjZdG4AXkJy2aJl80DzfRI9t0k3CQ== | 2022-03-23 00:58 | Energy Efficient Rectifier | 16 | Other | Available | Doina Balea | Industrial | Active
e20cde87-cda3-e311-a9f9-005056907e1b | NzdfUxTpdawtZke93VYTl/1f7RsTE4CwdXuzkFpT2hM2X9U4OAI55mwCF7OpmAgadPoabG3cO90Xc6xrBcHHZA== | 2022-03-23 00:58 | Energy Efficient Rectifier | 16 | Other | Available | Doina Balea | Commercial | Active
4b4908f1-8113-e411-8956-005056907e1b | i8pVa9l1ZwQC3hpNCYQXB44uKq/Bsotn4YreG5rHyj4dIpTyku6+xiau9uO3DiBPyoRLs27Oj9gHrb50YnmcaA== | 2022-03-23 00:58 | Energy Efficient Transformer | 30 | Other | Available | Doina Balea | Industrial | Active
aa3fdc82-e492-e911-8132-005056900b78 | gzVlPeEhcURlqltUx1xrDd7SfGOK+EUynCgbQ/V9kPQ1JyoQQmtlB++sQp9/xX8UFDfTJMnUs/ilPM7CLNqzXw== | 2022-03-23 00:58 | Energy Efficient Welder | 13 | Other | Available | Doina Balea | Industrial | Active
535db033-52eb-e111-8626-0050569e014e | 91ZgS+w3oXkGxYw5Iz76Tk2DLa1oHg74FvYpW8OpslXZpNVYmf99ab5cLz+ppP/7Jx1fS7j51ThWCyXMw+vpPw== | 2022-03-23 00:58 | Energy Star Freezers | 12 | Refrigeration | Available | Angee Watanabe | Commercial | Active
75268371-8c14-ef11-8173-005056900b78 | GyZRG6DJo5q3BjQaX34y5XMz8BeA9z8dcexOPRIdMJMbslvxohrOaVKsqIGMiilYPKBXhZTr8/RtDWsY0PSVWw== | 2024-05-17 20:32 | Exhaust Air Heat Recovery Heat Pump | 15 | LCE - HVAC | Available | Doina Balea | Industrial | Active
cd8ac394-fa64-e811-9a34-005056907e1b | 7N7sXjhC1E+NNl4x9NmxttNs31z7Sd4BOKO0DUGxGXcLuqbjJNAqF5mxHz6hHLg5Iui+gXwqHjb8cfohu3QoMA== | 2022-03-23 00:58 | Exhaust Air Heat Recovery Heat Pump | 15 | LCE - HVAC | Available | Doina Balea | Commercial | Active
d6aad8a7-50eb-e111-8626-0050569e014e | TPN02A7AM41DQ4wPUVd6JIeBJyA4YsyBSmg+MS/emBsq6oj4ATxn43rPuuxxtaLvpNdrPRysGexx75GI1+5Odw== | 2022-03-23 00:58 | Exhaust hood demand ventilation controls | 8 | Food Preparation | Available | Doina Balea | Commercial | Active
476e4134-4feb-e111-8626-0050569e014e | OR5vHH26C1zv6+R/UXkg7rreecjIZWLIVk/o+hUwvFCGuMd0c09jBP7x3SZoaAoy01HUIoesyhAqWD7f57Q8fA== | 2022-03-23 00:58 | Exterior LED Signage | 12 | Custom Lighting | Available | Angee Watanabe | Commercial | Active
9a52e9c1-57eb-e111-8626-0050569e014e | XMVpHV2HodYH6Z/ZdD/OgTDe4bzHpvbBrKn252OnxvTBv5CkhWAC2tphgcsc9uSF+k29FHYSzdW791XqBl5/Xw== | 2022-03-23 00:58 | Exterior LED Signage | 12 | Lighting | Available | Angee Watanabe | Industrial | Active
9d1df425-ab9a-e511-95b0-005056907e1b | qvNpT8owhmLcBWbrHqrTNXnwlr4EIJyVlmIrxaUa3uU+hGzFhU3VnNnidZvVTPYXuNt2xnp6Evsgii5hnnKsLw== | 2022-03-23 00:58 | Exterior Lighting Control | 8 | Lighting | Available | Doina Balea | Industrial | Active
29a0b6bf-4613-e211-9655-0050569e014e | 1whYrqINKhsQDVelgf+rCHicZrGL3i5q26OQPosB7/t09byr6/z0izXMAhY/V6nwk3d2DJfQODJTeuJ1r2CI/w== | 2022-03-23 00:58 | Exterior Lighting Control | 8 | Custom Lighting | Available | Angee Watanabe | Commercial | Active
1f3f205c-ab9a-e511-95b0-005056907e1b | FyvJGuZ2Xln3O8IiIJx5HVNeWqCPyyi4vWlrtQ+I21xeusj+qTd/a0emW6zHl0eoIfUvY+wT5Qltbw/QH8/XQA== | 2022-03-23 01:07 | Exterior LPD Reduction | 16 | Lighting | Available | Doina Balea | Industrial | Active
27a0b6bf-4613-e211-9655-0050569e014e | 25F4hnQiVXnDb2NQ6X+ggWncCxBzCSsE68GhnP4SVL0e7IvOJyvVCvmz/u0zplk3ycL68cQo54ovhJryiCL+mw== | 2022-03-23 00:58 | Exterior LPD Reduction | 16 | Custom Lighting | Available | Angee Watanabe | Commercial | Active
136e4134-4feb-e111-8626-0050569e014e | rXB4r6ZJ73Iu8L+E7VqipCdrIVDWnT7/kCVYWc2l8NZN+Y1uu7RBjrXAt5BMReQrlptWu8CetDt/mb3yaajBOg== | 2022-03-23 00:58 | Fan and pump upgrade | 15 | Advanced Energy Office | Available | Angee Watanabe | Commercial | Inactive
936e4134-4feb-e111-8626-0050569e014e | snQ89WUG+DVzkM8yhirWUTbcu5w9Hhe5PnqgAmU/xF0Uon/PB/RziZjES1aug40tRF0iSGlteTvw6T0fE3cwSg== | 2022-03-23 01:07 | Fan and pump upgrade | 15 | HVAC | Available | Angee Watanabe | Commercial | Active
eec3e59c-51eb-e111-8626-0050569e014e | cdhoQgL1xrCHMrojCiv9iN/dFn5EB49Ntd88GzQ3++WdHyVfLWrABmjmhNM7P8+N3ZCH0KMg2fJEf77AYgYK8Q== | 2022-03-23 01:07 | Floating head pressure control | 15 | Refrigeration | Available | Angee Watanabe | Commercial | Active
e755f652-57eb-e111-8626-0050569e014e | p3l+sG1HkIxcaLK2RYkMQpz1ecziaZzgYNmbPBTJ6gazB3Y7SPjVY87IBLQCZ/pDboDCNNbJChsj2++PyVwJKA== | 2022-03-23 01:07 | Floating head pressure control | 15 | Refrigeration | Available | Angee Watanabe | Industrial | Active
481f9093-ce59-ef11-8176-005056900b78 | iuJ1GUsR17OfVUdzcKt7yPgfcnFFTCRM7NvsQ5nKCBTGm7nQVelwr3Yabr5sXXMDWqsDtkakmYNloFnkPnWU6A== | 2024-08-13 23:49 | Flywheel Energy Storage | 20 | Energy Storage | Available | Doina Balea | Industrial | Active
c70adc33-9abf-e511-95b0-005056907e1b | EBHrE9pY4S1GjtZtuXKa5wrmoTbmP/tOYwFo/VwvQFu6uXKqgko/DW3sKh005zAUB4vnEN78SuxmNtzU9PGOWA== | 2022-03-23 01:07 | Free cooling retrofit / airside economizer / water side economizer | 10 | HVAC | Available | Doina Balea | Industrial | Active
176e4134-4feb-e111-8626-0050569e014e | XO6uVSLK22xcpXImGO91Y2BMra4SPRT/6+fShIqcNt3y8g1iAj7yfvTunMex/FmadI8vIIgXI6BV64SsTacV/A== | 2022-03-23 00:58 | Free cooling retrofit / airside economizer / water side economizer | 10 | Advanced Energy Office | Available | Angee Watanabe | Commercial | Inactive
956e4134-4feb-e111-8626-0050569e014e | A82JQkcOceqWrXpDAkgnooNo5DX4oZ5QoYEC89Q7GzStr1o3PERzFnLNoNoG2EldM13ca98TbrrQ1hrynGYcDA== | 2022-03-23 01:07 | Free cooling retrofit / airside economizer / water side economizer | 10 | HVAC | Available | Angee Watanabe | Commercial | Active
7beee331-c65a-e211-a855-0050569e014e | d9H698vlfnFm/xlnq34PpGsgm5N00BfJHaPAu8nT2PDqKY8sqg38rm6fKw1FPuIQBoRtyJ6DowOpzqbv9zDDbA== | 2022-03-23 00:58 | Fuel Cell | 20 | Load Displacement - Waste Hydrogen Gas | Available | Doina Balea | Industrial | Active
7deee331-c65a-e211-a855-0050569e014e | YQQ2eur1cfaRZ7PfxZc0ZOlt7862U1mrr7dp/sAAO+vWR/3JW7mNy3Il1zVhqz8WcoowOOGAukE1ihUxYhZXeg== | 2022-03-23 00:58 | Fuel Cell | 20 | Load Displacement - Natural Gas | Available | Doina Balea | Industrial | Active
a841cb42-c65a-e211-a855-0050569e014e | by6P5Qxm20aRP2ajK8DiJX1pHWZF7E8cmWDSnfh711hRU4i1mGtJr1ezg6atzKH+0Nd9CCDDZghzxmE1AKg1qw== | 2022-03-23 00:58 | Fuel Cell | 20 | Load Displacement - Renewable Natural Gas | Available | Doina Balea | Industrial | Active
bc08644c-205b-ef11-817a-0050569043a6 | C4uEMm74L9JzaOR/BTdNvjUa8rR1TA2PwVsK6eXrd6j/+6aT2MbTVY8X0LghYjKD1WXUCvk+n8pK+JfG5H7EWw== | 2024-08-15 16:06 | Full Electric or Hybrid Vehicle (Marine) | 10 | LCE - Transportation | Available | Doina Balea | Industrial | Active
33232fb5-205b-ef11-817a-0050569043a6 | nXbF81YAC4dkbdAx5btFZ6Q8E7eXYrdK83xn2zY7Kp4Du6XfYRSEDNqKF6JrLdFhlR2RMFmAK8oFZDQYhBZVKg== | 2024-08-15 16:09 | Full Electric or Hybrid Vehicle (Railway) | 10 | LCE - Transportation | Available | Doina Balea | Industrial | Active
7fffb8e0-0c2f-e411-b477-005056907e1b | CczKbfPfB3OwNrdO1VbehIiJPJo9pIQc1YjtikcpUTn3REv+6rG3DhS4dNmmAZN258hTiiCVDku7G9frOBLBLA== | 2022-03-23 00:58 | Furnace - High Efficiency | 20 | HVAC | Available | Doina Balea | Commercial | Active
f619d9ec-0c2f-e411-b477-005056907e1b | LY3mpW9sSrueB8KJSJQqki85uGvkMqPvuNp6Xff1+nGaRpaUl9OQXV2p9N8UQBA9w22BudmNyncvntRkIUNpWg== | 2022-03-23 00:58 | Furnace - High Efficiency | 20 | Advanced Energy Office | Available | Doina Balea | Commercial | Inactive
e657376b-55eb-e111-8626-0050569e014e | +sP6xXtv+6v4wVFGcwkeFWZfXpbTbDM4uuf7bGVxWJK+Mjx866uaXTXoyVTOzjHxYXO0R1edQLJi4gx8lowCCw== | 2022-03-23 00:58 | Gap reduction between cathode and anode | 10 | Process | Available | Angee Watanabe | Industrial | Active
1f3af6f9-8eeb-e511-8838-005056907e1b | X/tEeo/MKdPDjxW4exAarsdtswU12DlB6jx3iHVQPTvxzAzxBglkXh2N0LXBNPeazWrW46UNXX2ZJOCYhShjMw== | 2022-03-23 00:58 | Generator Coolant Heat Pump | 15 | Other | Available | Doina Balea | Industrial | Active
42139908-8feb-e511-8838-005056907e1b | 63Kw1U9VTWWIbHt384B4LLLEYvkgvJCfskP0z7YgBAJjfP6QnjnlW5FhErRQu/Zsd969imV2ZPKsjagm4h558w== | 2022-03-23 00:58 | Generator Coolant Heat Pump | 15 | Other | Available | Doina Balea | Commercial | Active
14171dd2-51eb-e111-8626-0050569e014e | Ua0Pj2LDWMjEukRAWKKteeHgpzXWrGo7Pl3CqiQltf7ckAEtMSOkHh+x6VdWCEqznXfFRICOXqp4HJApGD9NaQ== | 2022-03-23 01:07 | Glass/acrylic case doors; zero heat reach in glass door | 10 | Refrigeration | Available | Angee Watanabe | Commercial | Active
a8c3988e-347d-e311-8d49-005056907e1b | r2YaFigDzhhweUlw+R8ibCco2vbJbFZK0BXQTPrUsB1aCoZCw+HqtPxLxwTSLpHUfRPtpI39bsYVg6Ux/ViYyQ== | 2022-03-23 00:58 | Green Motors Rewinds | 8 | Green Motors Initiatives | Available | Doina Balea | Industrial | Active
e857376b-55eb-e111-8626-0050569e014e | tmFMCYfvYbiAxBVFtZ9v1GelsNoRE0CTXUMLno5b4zzwI0vAoJYfoReWSzDjdH1KtgpNqfwBdOJwvepzX7TZjw== | 2022-03-23 00:58 | Grinding optimization | 5 | Process | Available | Angee Watanabe | Industrial | Active
7979e1b1-6bd8-ec11-8158-0050569043a6 | nSSCq7bxAIUub6pzMthsPS8nvws3uWYpfnDILVHHa1KDxle2WB12RkGpy0yj6x4URFIFA2nc5B1CSljB75PEvA== | 2022-05-20 18:36 | Ground Source Heat Pump | 15 | LCE - HVAC | Available | Doina Balea | Industrial | Active
5e9371e8-3af1-ee11-8176-0050569043a6 | VO/Y6hExTmgdKPXjmgOHx5vDQQ5e6azbD1SOUC6eqQ3maeVepu6xZx5bNDKgdjSlAMp+YRMVIT+TFwbdjnZ8CQ== | 2024-04-02 21:50 | Ground Source Heat Pump | 15 | LCE - Domestic Hot Water | Available | Doina Balea | Industrial | Active
ae36823b-fa64-e811-9a34-005056907e1b | 5GNrjhFXwkJVl5BV/IUC9bMe+6BfOzUFUuenXpxYlfkYrZO0eqzjVb5+UvvVCO81M1a/iOXufSRCWpN1jQTNBw== | 2022-03-23 00:58 | Ground Source Heat Pump | 15 | LCE - HVAC | Available | Doina Balea | Commercial | Active
5a1d3d38-fb64-e811-9a34-005056907e1b | XE5pkzBiN9g4E09tqmAQVQsAqZxf4ltKW3CCeFnRPni2lu4NHSvIlIr7DbDbGFAwiuX2Uwa7ijrMPLftP8GYzg== | 2022-03-23 00:58 | Ground Source Heat Pump | 15 | LCE - Domestic Hot Water | Available | Doina Balea | Commercial | Active
b3d02150-340e-e611-971c-005056907e1b | hyX8+ouMehHKwK3JPH1EERjKndD2dHyOVHVJlWm9UiXXIXwBpFoI2uE+MyoihZDUW/lI1Dv0EmWU3MhOKmNCVA== | 2022-03-23 00:58 | Hammermill Efficiency Improvement | 10 | Process | Available | Doina Balea | Industrial | Active
44a827d6-56eb-e111-8626-0050569e014e | u1lieAIUYdyjAErgTMSyVNTZ5wNX2psETctl6r2egoa2fSUZts6Cye1z40daNDIUKG2g17UO2kzAhLtmfJuY1A== | 2022-03-23 00:58 | Hardwired voltage optimization | 16 | Other | Available | Angee Watanabe | Industrial | Active
c1ab4a3a-b358-ea11-813b-005056900b78 | KcBRrdrckpn1wc4t14WzGfkbXvWwIynE8hUsaC0p9dEddqy9e3K9zqUPs3Md7wFdLRPWxxzAz8kZiyAWsGLMvw== | 2022-03-23 00:58 | Heat Pump Hot Water Heater | 10 | Domestic Hot Water | Available | Doina Balea | Residential | Active
b465b300-6cd8-ec11-8158-0050569043a6 | 7IdRQ1rDZJuWShm9cMNAZK7fpt1qIUs8gWDFwyW5QqyfxPyldZsL1Xk3TM9niMeIAh0Wpkv7LekuMh1nC9FADQ== | 2022-05-20 18:38 | Heat Recovery Chiller | 22 | LCE - HVAC | Available | Doina Balea | Industrial | Active
1ec40322-3bf1-ee11-8176-0050569043a6 | k9JoArHcOVp+QswONAXsJS2GBuBI9L3G1CsRHbqmdVn7aaoDL7toiqrB4WmZqvIembKayjZ7tnG5kfJYa0OAXQ== | 2024-04-02 21:51 | Heat Recovery Chiller | 22 | LCE - Domestic Hot Water | Available | Doina Balea | Industrial | Active
c93242aa-f964-e811-9a34-005056907e1b | dyOQMQiMtc2g8oCq4jc6twQVPoPfs49po9td3OAGh9sS/qaScBNN5DEOdpY6yYg8rcW4ZnvFDhyCTi4xZlNozg== | 2022-03-23 00:58 | Heat Recovery Chiller | 22 | LCE - HVAC | Available | Doina Balea | Commercial | Active
90942fc7-f964-e811-9a34-005056907e1b | CYuyH1ubQeinzGZ7AMbxkvNsGo49sBXPGBw7Wo3xKfoscyYpbJL+lXpcoNTNVvyWhTSlrlLshX/N3ndHtd/Rqw== | 2022-03-23 00:58 | Heat Recovery Chiller | 22 | LCE - Domestic Hot Water | Available | Doina Balea | Commercial | Active
aca769eb-98bf-e511-95b0-005056907e1b | n9XLiuDxckuqu5aJfAuquAlapf3MknYI9mqybIpi8Re7C08xqxFUaVqEj2IyOuPJpH7X4+jfc8NAojrXrc9okQ== | 2022-03-23 01:07 | Heat recovery for domestic hot water pre-heat | 15 | Domestic Hot Water | Available | Doina Balea | Industrial | Active
e57bb266-0d2f-e411-b477-005056907e1b | lnWpyNM5o8V3jf0GUajHFuZkU5Z/QLaXe9pO60Cb/3bgIbhe6sJsM5Q6sUdScAnFgYdBkuKLsNp3gPTp65qZQA== | 2022-03-23 01:07 | Heat recovery for domestic hot water pre-heat | 15 | Domestic Hot Water | Available | Doina Balea | Commercial | Active
ea57376b-55eb-e111-8626-0050569e014e | SYFvUXK+9li8cMUzv3/0A7b5zJxYdo5EXaGQD2JckwWqNSRtXEaBTASUB1d5PxddzkPrmUwCNcNB+xSAkkU2dg== | 2022-03-23 00:58 | Heat recovery for kiln, oven, or furnace | 15 | Process | Available | Angee Watanabe | Industrial | Active
02bb2439-2f5b-ef11-817a-0050569043a6 | qMcF6nO0fOH3j8n189A+IfwabiofAtbgm0kRM3qtaerTj1ZBMFc3XrTqKkswEdNjJWRaBcwLzBIrkkH1m1VvPg== | 2024-08-15 17:53 | Heat Recovery System | 10 | LCE - Process | Available | Doina Balea | Industrial | Active
a1d9f0b5-99bf-e511-95b0-005056907e1b | FpJpk88qQOR2SwqMMFyVkUb1ztyNUx1sC2oYjd/VvAGoztK8ki6CxlRU34Wrl9Fx99GzngZIKKtoeDkZ7t9tqw== | 2022-03-23 01:07 | Heat recovery upgrade/ retrofit | 15 | HVAC | Available | Doina Balea | Industrial | Active
16841926-0d2f-e411-b477-005056907e1b | kEW4PZjMUylviDznUtdBQbQEVLXhkDKXtVkvs6toQWV1TjZcEYgAdR+f7UOF1qBAr5DWwbQyWpqAMtol/xKYXA== | 2022-03-23 01:07 | Heat recovery upgrade/ retrofit | 15 | HVAC | Available | Doina Balea | Commercial | Active
3dabae2e-0d2f-e411-b477-005056907e1b | v0hj+Q7DoyjtS9VYJi3EGbl3r49LZH+iBIoMt2BveT0F4HsPsHKrby3bY6Iw/F0Crt5BGGbUeXHdInlW4eHEWw== | 2022-03-23 00:58 | Heat recovery upgrade/ retrofit | 15 | Advanced Energy Office | Available | Doina Balea | Commercial | Inactive
055193e0-7e1f-ef11-8174-005056900b78 | zdqIKSf0ttn1bH+daMIVFerwL9QfD7n9DF7yWZd+S/QPmOK4HYaIW7o5fdSCbEhMaateIq4VVCI5X42odTeC5g== | 2024-05-31 18:52 | Heating Equipment Upgrade Including Heat Pumps and Packaged HVAC | 15 | LCE - HVAC | Available | Doina Balea | Commercial | Active
3aa5ac47-9abf-e511-95b0-005056907e1b | PIRcTMtpagO9fbiewyCWL6Zw7x3lsUPoy4fSD2Lmhy25IB3FwgCDYC9h7f69nFFFC1pE+6wFcKHQrqWN1EHnFw== | 2022-03-23 01:07 | Heating equipment upgrade including heat pumps and packaged HVAC | 15 | HVAC | Available | Doina Balea | Industrial | Active
1d6e4134-4feb-e111-8626-0050569e014e | j1c9OSBpFnO4dCJZ/yXozdxkbair5EmRqIiqPvvV1huMnDa17YpD2LRDKqp/ZZvlHgFMnZOXA5rtGNxkNmoNxg== | 2022-03-23 00:58 | Heating equipment upgrade including heat pumps and packaged HVAC | 15 | Advanced Energy Office | Available | Angee Watanabe | Commercial | Inactive
9b6e4134-4feb-e111-8626-0050569e014e | F2y7GJ5mPPweSPuo08awSsWxrz8B63R8kgwjbUuO6GFUD8ZeDIy5cVgtXKawHAz/uA/jPhNhcMbAGhLJAkkIoQ== | 2022-03-23 01:07 | Heating equipment upgrade including heat pumps and packaged HVAC | 15 | HVAC | Available | Angee Watanabe | Commercial | Active
42f60756-9abf-e511-95b0-005056907e1b | LW5ezyIjnseXl77JGNetFvftTj+sLrsjqPecfMaVn671Vzh+uyRwprNNACG+ZjN3Ia3a6HFTYdeeQVHjYuve1A== | 2022-03-23 01:07 | Heating or cooling control upgrade | 15 | HVAC | Available | Doina Balea | Industrial | Active
1f6e4134-4feb-e111-8626-0050569e014e | MFvU1AVQcx9QyuWuBsNOp7IbWfG7gyq351N4hN+mbSLocC8VJOfhEW81evrO5eI2GOXW/ud0BrNphicX6CWygQ== | 2022-03-23 00:58 | Heating or cooling control upgrade | 15 | Advanced Energy Office | Available | Angee Watanabe | Commercial | Inactive
9d6e4134-4feb-e111-8626-0050569e014e | vul4OK1YJNpFZHWE8M53vvoQSP16FV9zREqbHXMH0lfnFFOJjS8CInYdVMDf98PQZgp2unEQpi05MxK56fa0jg== | 2022-03-23 01:07 | Heating or cooling control upgrade | 15 | HVAC | Available | Angee Watanabe | Commercial | Active
bf6e4134-4feb-e111-8626-0050569e014e | NPZ24KgbsdlH+ex1D3DehwfVv+6q6LPR76VH+U+ZT7db6DZzBY5kyASRKNYd8bLffmmoNbKjInzjZ5z5RYf3tQ== | 2022-03-23 00:58 | Heating/cooling systems: recommissioning with sustainment initiative | 5 | Retrocommissioning | Available | Angee Watanabe | Commercial | Active
0bb49868-871f-ef11-8174-005056900b78 | VoCWhk+JnUKjlxNrLFpw25CkaveNsRZUkiISNqOcoXCxatTNYkrmerQ7s3Bn7aHNpUy9pW0iIgDB4+SDVXix5Q== | 2024-05-31 19:53 | High Efficiency Aerator | 13 | Process | Available | Doina Balea | Industrial | Active
d1e82889-99bf-e511-95b0-005056907e1b | oDbjFZ7ZLX4Gu5b7XQU7fj36V7vtPO4Nc1+hXGSspvqrv1V2CDVALbdUd5OoGE3c8djH70sjue8TjYzewRFzvQ== | 2022-03-23 00:58 | High Efficiency Boiler | 20 | HVAC | Available | Doina Balea | Industrial | Active
aae52d5e-0c2f-e411-b477-005056907e1b | 5JH9SLYbisSruxiMTVql48jsloUsBA0mgyf0IvoP/aM0zp6AgFPrPp0wCZMJ8ujnXpKlOqSe35j4J6FQtnNrHw== | 2022-03-23 00:58 | High Efficiency Boiler | 20 | Advanced Energy Office | Available | Doina Balea | Commercial | Inactive
6146446c-0c2f-e411-b477-005056907e1b | 6Sy6lVsKSNIFARlyeoja6Jv4A+FQyOFB3jmoDt9aavNGoAkkrOWllGHHReX2VKFm1ZuSHHwPPsgO2fgOuuqr4A== | 2022-03-23 00:58 | High Efficiency Boiler | 20 | HVAC | Available | Doina Balea | Commercial | Active
90a064a8-99bf-e511-95b0-005056907e1b | uxiqmc+/7t1oTBCAOH6ONgQyhb8E1B+q6FlBrl4+rGFGiXfJvOaPCA7WbxsrkVgW26FFUxpgd547G37aeXt/sw== | 2022-03-23 01:07 | High efficiency chiller, chiller/ cooler upgrade | 22 | HVAC | Available | Doina Balea | Industrial | Active
e5008e84-0c2f-e411-b477-005056907e1b | +q9WLZL1VQVoy35dQjHhuU3EY5Kl7poO2A0QCr1s7AdPVGi85kRMy9kfqGGJxKk2anZMczVN5Gav6OTFuNmRhA== | 2022-03-23 01:07 | High efficiency chiller, chiller/cooler upgrade | 22 | HVAC | Available | Doina Balea | Commercial | Active
569d588e-0c2f-e411-b477-005056907e1b | +Ux34+eVdktQpzDZJVOsV98rJeLWOzhKIOIBuXlrGp3IEa/G5cNapzjhem2Sq3NpGABSDArKrdjmz8bpoFuM0A== | 2022-03-23 00:58 | High efficiency chiller, chiller/cooler upgrade | 22 | Advanced Energy Office | Available | Doina Balea | Commercial | Inactive
b457376b-55eb-e111-8626-0050569e014e | YoMecO/xDJ3j38h0yjHCvSQEE3QiYh0ZPANDCB69Mtu00ybEB2cMvguJ+OvStq/cDV/SKmQnt1OIlY+hFnYJsw== | 2022-03-23 00:58 | High efficiency fans | 10 | Fans and Blowers | Available | Angee Watanabe | Industrial | Active
ec57376b-55eb-e111-8626-0050569e014e | Mww8gzYp+PMCGt8gzR+cCfFLeNnxUImSCJFCvjXW7Q7vmXsmERg3X8nMSuJFRyrHsfcWuOuvOtzZWbH5m7NW6w== | 2022-03-23 00:58 | High Efficiency Flotation Cells | 30 | Process | Available | Angee Watanabe | Industrial | Active
13a0b6bf-4613-e211-9655-0050569e014e | Z1aENO3CeiOqkibYfkzrJ0j8lGfgim6e0p7twxWiVk/JZOEzpFzpVHAU4SV+TvmsUao4OCZFNOdVFjKHZyFibA== | 2022-03-23 00:58 | High Efficiency Glazing | 25 | Building Envelope | Available | Angee Watanabe | Commercial | Active
e1e3ed89-57eb-e111-8626-0050569e014e | pXNDqrE/G/pGfjhOz7yW9synd8Oea+47ktIkz1Ta1iwUYg71tuMcwIKQp+YDz8tsS/fOhRQMgMoPmZcmI3Xo7Q== | 2022-03-23 00:58 | High efficiency pumps | 13 | Pumps | Available | Angee Watanabe | Industrial | Active
b6f87eb8-e492-e911-8132-005056900b78 | UaoPQKktHJKI3KM4+Zw3jrfI6g49LZVhqW8dHh7Hg4Ay45zDcID9FCzRbifyeF5iZIZG74Zen2I/LVH+61K/tA== | 2022-03-23 01:07 | High Speed Doors | 8 | Refrigeration | Available | Doina Balea | Industrial | Active
f8023826-4117-ef11-8173-005056900b78 | HdNwCBJ5YH26+asOClo2MU+dLVZhhAZj0vH8p/dCbC4VciIN7pXWoU7M2riMXT6U5JY39qtlXz5rFE5vwxsvbA== | 2024-05-21 07:10 | High Speed Doors | 8 | Refrigeration | Available | Doina Balea | Commercial | Active
54bea429-8d14-ef11-8173-005056900b78 | MhHyMt0XTg5fhTMN00YTbizRL5s3iV+z459l0T+GEbkufrOkG2s6gtLpj3eyRFGQ+Y40w2/c1qBKZ6pzbIWrmQ== | 2024-05-17 20:37 | High-efficiency (>75%) HRV | 15 | LCE - HVAC | Available | Doina Balea | Industrial | Active
07dddff9-fa64-e811-9a34-005056907e1b | yWlMviiEE2MgN7X8Us4uAUjXHSDurNFHgQ2+2bWuoh3NlJHPxagjU+8uGnaAtfCvKZUjl9e2A6RpZ5mbqafbuw== | 2022-03-23 00:58 | High-efficiency (>75%) HRV | 15 | LCE - HVAC | Available | Doina Balea | Commercial | Active
37d82062-9abf-e511-95b0-005056907e1b | RhoMW0GEriF4vii5G84Tw8wdTThB63QAjLGBspwYxB3KoOjiBV/hxxUru2Fl43po9T/kB8OL/dYf1jJYigbz/Q== | 2022-03-23 00:58 | HVAC time clock control | 11 | HVAC | Available | Doina Balea | Industrial | Active
236e4134-4feb-e111-8626-0050569e014e | q+LgC3ksmS0Ux5TSrWoOOwyZAuo0WBW2Sr+b+hEazztXd8TQoIobeXSouXGua1d74c02GYFADVo2xvI21qLRtA== | 2022-03-23 00:58 | HVAC time clock control | 11 | Advanced Energy Office | Available | Angee Watanabe | Commercial | Inactive
a16e4134-4feb-e111-8626-0050569e014e | kqc4t54WDNDmA3GxgZ+zy3yi2UFuC6kombiUoDiaL1tFF6UX6IgmZpV3eVB6j4QteGK5wBuxpGVYF7vGyY4ZxA== | 2022-03-23 00:58 | HVAC time clock control | 11 | HVAC | Available | Angee Watanabe | Commercial | Active
7a0fc9d1-2d5b-ef11-817a-0050569043a6 | nFb1eY8qqPc3pXwoHPta+yuXubqgMW+9Qvy6EsHdL2X7M91DzYQyi2Hp8zTBxPaLtJHSHcmm7r0s0l0TsKcWfg== | 2024-08-15 17:43 | Hybrid Diesel-Electric Haul Trucks - Trolley Assist System | 10 | LCE - Process | Available | Doina Balea | Industrial | Active
0e6eb964-2f5b-ef11-817a-0050569043a6 | 9fhy/6VoCjrWoejhJwnDfq1B6e/POCh4NrvVUYUDj+ItJBnUk1yYAt5dx6IqtiC9JtIitbH1HzRjeTZ0WQ18VQ== | 2024-08-15 17:54 | Hydrogen by Electrolysis | 10 | LCE - Process | Available | Doina Balea | Industrial | Active
39b7bfed-205b-ef11-817a-0050569043a6 | RFzMJuna/jx4Lv5H4Mm4DAB7EqxTk36wIzTB58H+Y24wQaXBXKHcEp9ZOnL5CRf9mCJD/0HNTrO158Zvt31E6A== | 2024-08-15 16:11 | Hydrogen by Electrolysis (for Fuel Cell EV) | 10 | LCE - Transportation | Available | Doina Balea | Industrial | Active
56b88226-52eb-e111-8626-0050569e014e | ThQ1v+F3B6oB5c0Ef59Hrgj+IjziYtXNgVErHNYwJwSu7EJM7bL/w3un4f8i1liCyWOmJERqaTEyK7B+y9E6Wg== | 2022-03-23 00:58 | Ice machine | 10 | Refrigeration | Available | Angee Watanabe | Commercial | Active
da391e64-b900-e511-8e08-005056907e1b | Esw7EZoslUuIOSYWBl+VwPDDStrkUIDwDyAsD3WCmQui7wwAWotd/v0BtNu0i86/3A/wNHHRTte+vkHa3Ou79w== | 2022-03-23 00:58 | Impeller trim | 5 | Pumps | Available | Doina Balea | Commercial | Active
9cfdc593-57eb-e111-8626-0050569e014e | wFm9f8O8bxomLBgGbm1utyblsARWg5xxW0k16CTLnNUMnEhNrQnRG2uy/8bHA6bTm0eQn/hnBiN38I4TMxU5Hg== | 2022-03-23 00:58 | Impeller trim | 5 | Pumps | Available | Angee Watanabe | Industrial | Active
049f5991-c35a-e211-a855-0050569e014e | c9Y9DOwrOzaY2hs1dWVsMGbqtuuCLqXAvGe7ShTlmFLW6m4XXYVWgOAZh+PTT5vZ14kzzvZKvjbwn7Dw6GlAKQ== | 2022-03-23 00:58 | Impeller trim | 5 | Fans and Blowers | Available | Doina Balea | Industrial | Active
5502a4eb-56eb-e111-8626-0050569e014e | PvQKBKfYNLM6Jc6082T2gxF7SoWcKSA+l1aLi82dBcJ5MmSgVwv6kVHb8cSqEUohp4xdqx962zX3wjjfyw8LQg== | 2022-03-23 00:58 | Improved Control - Conveyance | 10 | Other | Available | Angee Watanabe | Industrial | Active
55bce3ab-0112-ef11-8177-0050569043a6 | myE4WBweuZuiwwzVk5kuweV3qSfMCWRq9j9onwPIHTT++tFR2wL7OZMKPv7LBacSz/J/3URLGQpw67JdJzMYRw== | 2024-05-27 16:42 | Improved Controls, Including Flow Sequencer | 5 | Compressed Air | Available | Doina Balea | Industrial | Active
ee57376b-55eb-e111-8626-0050569e014e | n6mefr9knMe4+SjSAH2OazGz3/rYtZZQY1haDgGGrMlrM1MmuIibkU68ntC1jO1yDi8h3W2YzvHUo7Jffq51EA== | 2022-03-23 00:58 | Improved process control | 5 | Process | Available | Angee Watanabe | Industrial | Active
ed99fbcc-611f-ef11-8174-005056900b78 | tWsyNXTv6OJ5C3RG6HrptwSDLXkeNUDeM6xL/FdEnziHr2g7OT7ZXM0dfvxDrHjLPXBCkn6zaz1HQkSnSm0s0Q== | 2024-08-14 16:56 | Induction Motor > 500 hp, Efficiency Increase Relative to Valid Baseline | 15 | Motors and Drives | Available | Doina Balea | Industrial | Active
98dfe571-621f-ef11-8174-005056900b78 | yK3IK0KKO41KeBvUa7FCSZjYP4e1fA66khNvVqI05vHNLv9VE1d/zVrMd7WybgUJrIUxPEwv1kMaByFikInKPg== | 2024-08-14 16:56 | Induction Motor ≤ 50 hp, Efficiency Increase Beyond Premium | 15 | Motors and Drives | Available | Doina Balea | Industrial | Active
7026d1e9-68e0-e311-ba6a-005056907e1b | +Mgfr3UnKu4trWL5t1G5F4o0qdVexIK94BT7+6hsc3HKTCLkFvx+AjTTjB1scjWINJFWJI4gEEvdRGmeSCgTIQ== | 2022-03-23 00:58 | Induction motor ≤ 50 hp, Efficiency increase beyond Premium | 15 | HVAC | Available | Doina Balea | Commercial | Active
1de1602e-69e0-e311-ba6a-005056907e1b | XhnRu+S5RQI0EbGTv/pIGl9D75oYorkJz3DlOdaMjPvLkFufGeA2yDyF6Aex4XXvEZLBL7HdGt95U3zbNIMQNg== | 2022-03-23 00:58 | Induction motor ≤ 50 hp, Efficiency increase beyond Premium | 15 | Advanced Energy Office | Available | Doina Balea | Commercial | Inactive
0f697641-69e0-e311-ba6a-005056907e1b | 65es8fAr+WimlBQDGTFCvm6yQjs7Azpu0ZqcpmqunSB37t1JHZ3ZeF756lbB45VFpgAQKNMIvFvaCPOmrwZt9Q== | 2022-03-23 00:58 | Induction motor ≤ 50 hp, Efficiency increase beyond Premium | 15 | Refrigeration | Available | Doina Balea | Commercial | Active
71e8bfdd-69e0-e311-ba6a-005056907e1b | ajpuqyZcCVAhNpewOSV/Nnt52oi1KizKttX3bKjf7qk8aquAFXJyjeGtjJJqvAFq0cGB2mXJKXU05XRANZC0tg== | 2022-03-23 00:58 | Induction motor up to 500 hp in New Construction, Efficiency increase beyond Premium | 15 | HVAC | Available | Doina Balea | Commercial | Active
edf0bfe8-69e0-e311-ba6a-005056907e1b | copgs5uOkVMVOAhs6ksNFgQ3l9IzYWzngDRrxgjL+DwBn2IaWoIt7pcglSFWox01JWacN2XkAru9awTz6YE0Pw== | 2022-03-23 00:58 | Induction motor up to 500 hp in New Construction, Efficiency increase beyond Premium | 15 | Advanced Energy Office | Available | Doina Balea | Commercial | Inactive
41381af6-69e0-e311-ba6a-005056907e1b | ZxxDC4REokNhBKawvUiESqBTcBfjYCtzssWsVddYTg1tjHqemps+9b+iQKFbBsW/jk16wYTYyYFeCtnO53zvcA== | 2022-03-23 00:58 | Induction motor up to 500 hp in New Construction, Efficiency increase beyond Premium | 15 | Refrigeration | Available | Doina Balea | Commercial | Active
95de36f5-621f-ef11-8174-005056900b78 | n4I2QQLdBllRgZiMKoyULsNRDXmOi3QTiUtV7plj/qeAs2Yah3gZ4or9hybEdxbjTUl0x8+yPLLRfK3Uoqh+zw== | 2024-08-14 16:56 | Induction Motor up to 500 hp in New Plant, Efficiency Increase Beyond Premium | 15 | Motors and Drives | Available | Doina Balea | Industrial | Active
a2406a68-631f-ef11-8174-005056900b78 | zkm7sEsHhvEN+qnmCjOvdEB1GZxcw4+uRVaTDNKk2RBmoQnKbR0sarMmxyzJJvl+cSFRYO4WRmjjHuz+X47Wdg== | 2024-08-14 16:56 | Induction Motor, 51 – 500 hp, Replacement with Premium Efficiency Motor Instead of Rewinding (per repair/ replace policy) | 15 | Motors and Drives | Available | Doina Balea | Industrial | Active
e9bd73b7-b4f0-e311-88e2-005056907e1b | v3D5w/uZzgY66dbz67iVHTJn2TUm4BzNgJP5k2uXmMY4kWdyYmBEqZiqp2wcEodmjfr8UQ2G3M5JmrZNHrsuHA== | 2022-03-23 00:58 | Induction motor, 51 – 500 hp, Replacement with Premium Efficiency motor instead of rewinding (per repair/ replace policy) | 15 | HVAC | Available | Doina Balea | Commercial | Active
a50175ce-b4f0-e311-88e2-005056907e1b | MtjuOwW50QZTvcU5RBwY9hvW3mcaGOxfr30Vw+eKmOYj51JJ8vv43KB0mxGQAhTOQSpG8teBQNIZlR65jjjECQ== | 2022-03-23 00:58 | Induction motor, 51 – 500 hp, Replacement with Premium Efficiency motor instead of rewinding (per repair/ replace policy) | 15 | Refrigeration | Available | Doina Balea | Commercial | Active
cd8d0cd7-b4f0-e311-88e2-005056907e1b | N1PwyFyo4xZREfI3FvSFy/6lA7NJA3o/fzkweskNMcNDPEJG9RFqiDxjKlh3NG7U9b885wfbuWrG4ty2zTOBww== | 2022-03-23 00:58 | Induction motor, 51 – 500 hp, Replacement with Premium Efficiency motor instead of rewinding (per repair/ replace policy) | 15 | Advanced Energy Office | Available | Doina Balea | Commercial | Inactive
8c080a08-fa2c-f011-8180-005056900b78 | i2WlhzhBvIHVw/casG2u4UaXc34GdQgJo341VhuXSFRj4q6wFEfDm/iWpx7NGIiocDI8DrNwPzdkD1nzM61n2Q== | 2025-05-09 17:21 | In-suite Lighting Upgrade | 14 | Custom Lighting | Available | Doina Balea | Commercial | Active
08f830c0-50eb-e111-8626-0050569e014e | P1EosfTK8lfHrNZNIWpx0grlKvw1mlivHDAVICDZTKEWyShaM3NKwt8hTTAK/ryZKx74HyoHjfDHTbw4LlyYgQ== | 2022-03-23 00:58 | Insulated Hot Food Holding Cabinet | 12 | Food Preparation | Available | Doina Balea | Commercial | Active
e67fc9a9-51eb-e111-8626-0050569e014e | ew5rMsEf1M29KdR1euW0f3VYl4og5pRzRigsSpFGBZJm0JgcqG7BtlPGI1RPrj5GqmaFEmg7Byz0Owb6aOojjw== | 2022-03-23 00:58 | Insulation on refrigeration suction line | 11 | Refrigeration | Available | Angee Watanabe | Commercial | Active
47565310-ab9a-e511-95b0-005056907e1b | Y2c5Aex+6Of3f2cI4GCHPIf+Be4A/bayM7HdJ1CwMdVJnRWMaPixLmd9P+IRpQfl9OOsNqtGYyhW/MbP7oCU3A== | 2022-03-23 00:58 | Interior Lighting Control | 8 | Lighting | Available | Doina Balea | Industrial | Active
25a0b6bf-4613-e211-9655-0050569e014e | rBZ0I5ZuMgxjp28OCsjCPmH1PcwYNSdsRt1uC32uY5ZyR85BeqxU5s2nyn2e6E64XXTQtM6ECWPoW7UVL0YbIw== | 2022-03-23 00:58 | Interior Lighting Control | 8 | Custom Lighting | Available | Angee Watanabe | Commercial | Active
95c19549-ab9a-e511-95b0-005056907e1b | O/CpriXafjolte4ukBZ9O/UPHger/4DX43at5+mf0w2pEdyRTNqUYTBMCAc0fM+TLYS9FPexKoEhKPKv+6KRaA== | 2022-03-23 00:58 | Interior LPD Reduction | 16 | Lighting | Available | Doina Balea | Industrial | Active
23a0b6bf-4613-e211-9655-0050569e014e | 01svQ72I4y0MReSMwo+7aSCSFW9Aicp70Y0hioGe4Z8DDHfHmvPdUdNHKMfG70mGLK+AnsSgEnl8yaadD9H91Q== | 2022-03-23 00:58 | Interior LPD Reduction | 16 | Custom Lighting | Available | Angee Watanabe | Commercial | Active
e6706d61-c45a-e211-a855-0050569e014e | tVyD268RFtIeZaL/i9/Q6ZYwGE09hv9Y2QgPsfdLOwykAUVsBYQNSanQSSKgZAaAAUxG0QlT3ZrxmyaZA8AifA== | 2022-03-23 00:58 | Internal Combustion Engine | 20 | Load Displacement - Biomass | Available | Doina Balea | Industrial | Active
a3ac336f-c45a-e211-a855-0050569e014e | Zk4b9jKBHFeuzfMBfQZNQe46f6C4v9zBDumqleAgsaLTH25RMVAyXozUESTLlOQErPjtSJkxaZSwgdEOyI8Twg== | 2022-03-23 00:58 | Internal Combustion Engine | 20 | Load Displacement - Waste Hydrogen Gas | Available | Doina Balea | Industrial | Active
16529c7a-c45a-e211-a855-0050569e014e | U+y0pWvPmGGN5nXxmrMiNjAwI1m8q/YD/V19lAXIxmflpeYXEaE3Kdp5627hkrAeGAN2WKj8pyT6D7xrvzqUqQ== | 2022-03-23 00:58 | Internal Combustion Engine | 20 | Load Displacement - Natural Gas | Available | Doina Balea | Industrial | Active
e36a5e92-c45a-e211-a855-0050569e014e | rR1kzmJGkykLMPGAAnA91WE8wTUj3v+Nq1AtaQpN/yEdLdcmFfBH06hX09u7yKybLdK7goMIGmcPoUw4FqDD6A== | 2022-03-23 00:58 | Internal Combustion Engine | 20 | Load Displacement - Renewable Natural Gas | Available | Doina Balea | Industrial | Active
4f823faa-c45a-e211-a855-0050569e014e | bY0Hbe/oRh0duUh2G+bZaTMPUKXGewMNfWC/x0V3NW+MrSLMs/Ac6ODD+bI06opmLv2p90Q66e4yFQgLEylVag== | 2022-03-23 00:58 | Internal Combustion Engine | 20 | Load Displacement - Bio-Gas | Available | Doina Balea | Industrial | Active
5bd339e4-631f-ef11-8174-005056900b78 | SClX56KGXR1Z88umcfcd+QdYKQqEqLnScQnaVImNP5v2j2Y2gG9cM8wJLLcWyD9ug55HdjDF5fXmMsn9CE4Uug== | 2024-08-14 16:56 | Large Synchronous Motor (≥ 1,000 hp) | 20 | Motors and Drives | Available | Doina Balea | Industrial | Active
6d6bd520-7815-eb11-8142-005056900b78 | IJp2HgupmM/JF6Ced3/IbdErW39b/uJ8s1EYUtHCsiIjgoPaCKID2wVJs1wcbgC/+ZEZ95IXNFnEHzqALVnNxw== | 2022-03-23 00:58 | LED luminaire and retrofit kit | 15 | Lighting - Horticulture | Available | Doina Balea | Industrial | Active
c5913cd5-0d06-e411-8956-005056907e1b | qOZX5mDnDaNZowTSAFjfHdXT55PxR26Xz9tNTcT27DNcgmFXInLcpAwHfs4qCS6lh8xjjqi2Fgzj3f//VhXumQ== | 2022-03-23 00:58 | LED luminaire and retrofit kit | 15 | Custom Lighting | Available | Doina Balea | Commercial | Active
050ad1e3-0d06-e411-8956-005056907e1b | CqHLQimWwrOuw6pXIXfMXH/Z0iuK2QisQwHKtrM2gfz61IbGef3JLA/7mPE2x73YnEUwuqAPCWZHitE+yYI8ww== | 2022-03-23 00:58 | LED luminaire and retrofit kit | 15 | Lighting | Available | Doina Balea | Industrial | Active
15c4bbf0-70db-e711-93e7-005056907e1b | 8T64lSiEdmZGdZbrnAsvaBexabzyCs0tr/XQMiCJtbuxwATCHFyQlVa/uXhu+U78uNxJ0d1ApeF/BWo5AYzvdQ== | 2022-03-23 00:58 | LED mogul screw-base replacements for HID lamps | 12 | Custom Lighting | Available | Doina Balea | Commercial | Active
b9bce2fe-70db-e711-93e7-005056907e1b | 6uzGTFcmRbsUdzmX+UTrYvJ0vAlEV2CzoGKslIeSuJ9xBCx3y/g7qZ5y3IrT9MNRfk9B7mt8FSzC4DV5Yl+Rvg== | 2022-03-23 00:58 | LED mogul screw-base replacements for HID lamps | 12 | Lighting | Available | Doina Balea | Industrial | Active
516e4134-4feb-e111-8626-0050569e014e | Mp7iUzwtsMQxGKM7C/+EbV5e5I2DCxJ+ycZNG4zlf8mQBvyvLy51OMnR/jhxd2bJTFK6eb8JxivRj1rttmrTiw== | 2022-03-23 00:58 | LED Refrigerated Lighting System per Door | 16 | Custom Lighting | Available | Angee Watanabe | Commercial | Active
0eca95fc-57eb-e111-8626-0050569e014e | XMc62iXisLR6jpmdJQ/P49cMoc5DiZTYuNAF2DRZfAuBCBxPBEIXqP4gI50cJXxvqVSv3fOue8MUJ5I/2WWXog== | 2022-03-23 00:58 | LED Refrigerated Lighting System per Door | 16 | Lighting | Available | Angee Watanabe | Industrial | Active
074d21b2-a332-e811-aa93-005056907e1b | KmNO3Ltlc6tMQERKmZ4uMv6K0epXa+P6VPwrTVVmYTvL9NfAU1JA0beob9HTgnD4CejP0eu/5FXDcwWyrDDsZg== | 2022-03-23 00:58 | LED replaceable reflector lamp in non-residential setting (screw-in/snap-in) | 12 | Lighting | Available | Doina Balea | Industrial | Active
869647c7-a0da-e211-98c8-0050569e014e | dBXPS7qcf55xGavfN3BUvStSaP4/Go4LiH0nvnaP87nJTq68LCiLXIXzb0v9gebu1ePE96EGK2/ALCux1f9HEQ== | 2022-03-23 00:58 | LED replaceable reflector lamp in non-residential setting (screw-in/snap-in) | 12 | Custom Lighting | Available | Doina Balea | Commercial | Active
da3402e8-67fd-e811-ab15-005056907e1b | jDnMhNqc3HMPRgJj653jYoFB1dCSC5ubQq53rFRyxCbnW/3vFD4Lum695TnU3oFFksfA4FqZkVlth9ssOQBtoA== | 2024-06-26 21:25 | LED Street Lighting | 16 | Custom Lighting | Available | Doina Balea | Commercial | Active
9512c693-fa32-ee11-816a-005056900b78 | BxBM/trIHfr+B0xJTTfCi648qUKmU4YtzP5V6Z75ZDJnjLcgpz174/hiYkkcZhR01lOP6p+Fj4aFuD7aBq8KiQ== | 2023-08-04 19:11 | Load Attraction | 30 | Other | Available | Ryan Pierce | Industrial | Active
87249879-99bf-e511-95b0-005056907e1b | yE8oPcA/NaLd93XsvBXOgl2uP0d5kIpgyDgF3QNZlCT1rqsryFl01mKsKYW8OcUsvvKWeBjHbtl8XKcbAdRZDw== | 2022-03-23 00:58 | Low Flow Fixtures | 10 | Domestic Hot Water | Available | Doina Balea | Industrial | Active
594ee849-4713-e211-9655-0050569e014e | olIbuijWnH8IOABg/THwNEtyslwoSQ21y00s46lxoUWVeOq2wA6tRMywvpZM0DKxLjbHiul0fmPtuxHCbc0Kkw== | 2022-03-23 00:58 | Low Flow Fixtures | 10 | Domestic Hot Water | Available | Angee Watanabe | Commercial | Active
b657376b-55eb-e111-8626-0050569e014e | ut1iCWjUF5tjQ4wEXL+7WzoSYPO/tBcuKIwXFKylbmCFpC2aFmmGpdcbXeX2epwsaEum++eHN3iUPaOLYbsv5g== | 2022-03-23 00:58 | Low friction ducts | 10 | Fans and Blowers | Available | Angee Watanabe | Industrial | Active
50b4c395-1e74-e811-9a34-005056907e1b | uJhIifnGHIKqK2j2hIw5VMR3WzA9V1GZwFFtyWvl+i78P1Rez6KYLFkYOMqoYOF4ionX7US3WDtNeHmsvHydNw== | 2024-03-13 17:27 | Low friction piping networks | 15 | Natural Gas Compression | Available | Doina Balea | Industrial | Active
651ce79e-57eb-e111-8626-0050569e014e | ZelwQWcebn57bm4J7QbSLMY0Iyh+tmJm1morB2iEk8vz0l4WlWsasumiPumtkjgBjkJ/vRyh6rM6M+iyrRiHow== | 2022-03-23 00:58 | Low friction piping networks | 15 | Pumps | Available | Angee Watanabe | Industrial | Active
2ee731b1-b465-e211-b65b-0050569e014e | FWsAOhy682PZoYsETjFp6l9l9U6/i6mhTxlBNLsABKz4r3j1H4Dwh186OTlEY7omSncLHH9fh7lHo9hDxgYxWg== | 2022-03-23 00:58 | Lumber Kiln Fan VFD Optimization | 10 | Process | Available | Doina Balea | Industrial | Active
27494c23-7ea9-ed11-8163-0050569043a6 | VwUKpxBJn1/19fEZNzzMIvyglUmlCftj8fk8hsPv/iwZwnQV9VNiKv0vF9tqxWMO2g6nQgBKhuFmY8g37dBEUw== | 2023-02-14 01:14 | Luminaire Removal | 16 | Lighting - Horticulture | Available | Doina Balea | Industrial | Active
cb8b8f91-f7b6-ee11-8173-0050569043a6 | HBwIGrNNGkV/VL223wlelRA9h2WEyZPvX0CB+fofqGcyY95r4hxElB/qUAAjTr1rtVyEl1l7IVkYX+LQ3D1oqg== | 2024-03-05 00:27 | Luminaire Removal | 16 | Lighting | Available | Doina Balea | Industrial | Active
58d0a0cd-a4fc-e811-ab15-005056907e1b | mgfjLAAnqPTV5Aq6Qv/c5CYGRFP412+ArxkuKY7weCeiFOLGyPhtDO2sEOa5EfShY4bTFp99E/60HbAr+LrkFQ== | 2022-03-23 00:58 | Luminaire Removal | 16 | Custom Lighting | Available | Doina Balea | Commercial | Active
f257376b-55eb-e111-8626-0050569e014e | htNqDqbT4p6Z8nW/gjmcjU6mlgiCzuVpkzvBNivH/FedUcJbeBX6QiE1voU7GeTctO8yHsvi7d/ZwF2UtBL8gg== | 2022-03-23 00:58 | Mechanical pulp refiner modernization | 15 | Process | Available | Angee Watanabe | Industrial | Active
f50091d5-8014-ef11-8173-005056900b78 | V7wolWm9k/eXmwf8dZuLm4OqurGK4w4EIp86jopcNCmhmgt9LAYandTF8l4JB4kN9a1GZ5bfKjiksw4GiED8Kw== | 2024-05-17 19:08 | Natural Ventilation | 15 | HVAC | Available | Doina Balea | Industrial | Active
1ba0b6bf-4613-e211-9655-0050569e014e | NZ3UoDPfqd3OHI1uRBkVhw/QLIInV+sIqiEklPsqCcOQqdcJj1Eav6qZB095JDCNd1aepXrE0zA9jh/J6cSLgQ== | 2022-03-23 01:07 | Natural Ventilation | 15 | HVAC | Available | Angee Watanabe | Commercial | Active
39c950dd-9fe2-ec11-8157-005056900b78 | ue2GgtN8bhTR+hvYymokJgUKi9SGQn3k08to0fHWQSuZihqXiR282N3bvUkJknh/B/rM8cQyN9SxLhuZBW42JA== | 2024-03-04 19:15 | Network Lighting Control with Energy Monitoring | 20 | Networked Lighting Controls | Available | Doina Balea | Commercial | Active
47a9b6d2-0fc8-ed11-8164-005056900b78 | 21SODr4RxD5asKulZnwgJEeWocdXV26RntvDgJf365qHjBIwDLtQVPX6tE7ZtREHd20FE+1qs9hNWPH0Hc6vhw== | 2024-03-04 19:14 | Network Lighting Control with Energy Monitoring | 20 | Custom Lighting | Available | Doina Balea | Commercial | Active
de0d4487-07c9-ed11-8164-005056900b78 | KMmKHZDpr4Kospia3XRhkAxN3mYNEqQDxN27a6DwUf+4zfgoj7mRHvK6dN03bjcDBdplqpkjQNBTOZVdhMAtwQ== | 2024-03-04 16:13 | Network Lighting Control with Energy Monitoring | 20 | Lighting | Available | Doina Balea | Industrial | Active
a6ae1a97-9fe2-ec11-8157-005056900b78 | mahJnQM1z2l+fC2z5ELyuFCSQDIz5KH2cyXo+mfOLxD09xbcWiYyDAiZevLk+QVj9uPGyqCUMAWwcm5ecxnnWw== | 2024-03-04 19:15 | Network Lighting Control without Energy Monitoring | 15 | Networked Lighting Controls | Available | Doina Balea | Commercial | Active
b5f28319-10c8-ed11-8164-005056900b78 | t37+Al28xxCC2/BuaLU/Ns0mm0pzEXxY73LueJaHU82mCwi+sxqITY3KfANk62AMj/L1jjKvbqWzXKeXtHTVoQ== | 2024-03-04 19:14 | Network Lighting Control without Energy Monitoring | 15 | Custom Lighting | Available | Doina Balea | Commercial | Active
8e3c53cf-07c9-ed11-8164-005056900b78 | nQsUt+mNlWP+uOZdZ3pFDda/J57GX4xTOWSgUIp5FCL4NflOjDx6Eu5g/urG1V/3/m1JDMusfjZv2tnR4o0vXg== | 2024-03-04 16:15 | Network Lighting Control without Energy Monitoring | 15 | Lighting | Available | Doina Balea | Industrial | Active
ffeac3a8-f0b6-ee11-8173-0050569043a6 | WsVJhTQcmC8fD9kmTn7Ea4m67Ao8JmkZHfkmiEL1g4mHUN9LrHlaeW00zTj6wsyIKe3x+/w6d248dhT966ZX7w== | 2024-03-04 16:10 | Network Lighting Control without Energy Monitoring | 15 | Lighting - Horticulture | Available | Doina Balea | Industrial | Active
179a36bc-1e74-e811-9a34-005056907e1b | 2KfIb4mTUdlLUvYHHFxBo5u1ItIJhL+Qqga+IIzaYigKKkhtFMULz36sO1Kqyh7W0BqZSZxQGZrPjQcZrXPNkQ== | 2022-03-23 00:58 | Network redesign including holding tanks | 15 | Natural Gas Compression | Available | Doina Balea | Industrial | Active
f01d3633-c35a-e211-a855-0050569e014e | E7INcMwsljMnM5GGsajRGNTU7W1f0HM9zR4M7r0BkkCK4M5+huZy4s5jzZa0VjMmlJB5fGGYcPgVqMObCM6ChQ== | 2022-03-23 00:58 | Network redesign including holding tanks | 15 | Pumps | Available | Doina Balea | Industrial | Active
b71ca6fd-ebe8-eb11-814b-005056900b78 | FON5VfJKmj9nqMAjgL4AcadKPo8iTDhClPaQ5Dcyr6WsYYTI5uwvPeGeEeLYTfltAe/XhYk6DXxtxxZazSH+WA== | 2022-09-12 14:46 | New lighting controls including time clocks, occupancy sensors or photocells | 8 | Lighting - Horticulture | Available | Doina Balea | Industrial | Active
556e4134-4feb-e111-8626-0050569e014e | idc2T/yeY/OnrFsWgs4veJKVXxN8PKnTAmFn6AcNe7CyyobsoHGPu6E1m5dakEDvA+XeBrj+wTpDFhXJZOw2fA== | 2022-03-23 00:58 | New lighting controls including time clocks, occupancy sensors or photocells | 8 | Custom Lighting | Available | Angee Watanabe | Commercial | Active
3ac24a10-58eb-e111-8626-0050569e014e | XMxp8NwyRBsflSGtJLTyhteIsT88yUdd4Sd8orZRyPdnfORgFmt2O5Cvz7yivBUinItjAY+D9VMrBJc5rfdz/Q== | 2022-03-23 00:58 | New lighting controls including time clocks, occupancy sensors or photocells | 8 | Lighting | Available | Angee Watanabe | Industrial | Active
3190ef66-e11e-ef11-8174-005056900b78 | +qVJ8Zjf/Zf5pJUvyKe3pcdDuBbrWUxc1eJvRF74n6UJluto9fncjD8GKX1IpCTfKiQrZ29ygFrIu1MM1SrPXQ== | 2024-05-31 00:05 | New Plant District Energy System | 30 | District Energy System | Available | Doina Balea | Commercial | Active
3b3fc981-aa21-ef11-8174-005056900b78 | 0opvZ04BbRkKmV7Y4jiVPt3NqtmkKGqqawyzF9/UR7eSMaLnoY3K7ADrKvHk8Mn8mdu9O9NczFuvZHRzuyk6aQ== | 2024-06-03 13:09 | New Plant District Energy System | 30 | District Energy System | Available | Doina Balea | Industrial | Active
9c2ebe58-51eb-e111-8626-0050569e014e | GsVlsxYWca6VPe8+e0Qvpmlwp4IUaNh04DHCOTFIrTV2MuMDBpFQAb8yuGcF1e+gScsJEdq7PgaJ92YJEkwW+g== | 2022-03-23 00:58 | New transformers, 15 to 7500kVA, dry or liquid filled | 30 | Other | Available | Angee Watanabe | Commercial | Active
8fd8b4e3-51eb-e111-8626-0050569e014e | HpL99WDSyxme7DCrveXw5V4XYJXBRZjc2KxysufVa1j/8xr52PKrRUkq86AWOI3qtYYOOnYxB9bE90eXvETqLA== | 2022-03-23 00:58 | Night covers, air curtain | 5 | Refrigeration | Available | Angee Watanabe | Commercial | Active
8fc21433-f2b6-ee11-8173-0050569043a6 | oCxeVqzNzB77ev1O/cAbcsOSucBqgv0SDGxUeV5dJnYvTrsChmexI+GDMQZcn18NPCDEGlok17JZxqq5AXC6/g== | 2024-03-05 00:25 | Non-LED lighting redesign for lower power density | 16 | Lighting - Horticulture | Available | Doina Balea | Industrial | Active
ee360230-f5b6-ee11-8173-0050569043a6 | NzTaBdT6B3t7xWYupaH2kViNOAItrKl06jRDIT+sQ9YRN9OemUrqWbPr0eXH6bUa5UcNn6ZNKQ+N9ddnJorxxA== | 2024-03-05 00:25 | Non-LED lighting redesign for lower power density | 16 | Lighting | Available | Doina Balea | Industrial | Active
12b7cbaa-a4fc-e811-ab15-005056907e1b | jExtKErGnJviOIIvq8zefHOm5Z+bNNKAke9Yr8M1Qs5Dtycd6zAe08gWq2kklz6i7IP5YUbsR3qLMHnU5rOHiA== | 2022-03-23 00:58 | Non-LED lighting redesign for lower power density | 16 | Custom Lighting | Available | Doina Balea | Commercial | Active
d4a45363-ab1f-ef11-8174-005056900b78 | mNuxeUIE+e451DFLCptLPUfhZxkxHPaANzAPwuiV4cLMraLreJ30MqGzP5gnl4M9G4N6cvlyRMWvrIF9H1FvEg== | 2024-06-01 00:11 | Occupancy and temperature sensor | 8 | HVAC | Available | Doina Balea | Commercial | Active
a972af6f-9abf-e511-95b0-005056907e1b | 7Mpi1SATtGjcHelR00Q40uwX8JDwccaUi37w1+VTRDFZCypiV/Jc2ji5L70M85xGNp4EklYA02YcQL/+ehaePQ== | 2022-03-23 00:58 | Occupancy and temperature sensor | 8 | HVAC | Available | Doina Balea | Industrial | Active
316e4134-4feb-e111-8626-0050569e014e | TmeLXgyo92aG68lA4cFiHJonA2+pTM3I6VbVwbFnPNS4otkEwTChVc8p+k0Jf4iseRcLuK7Le8lCZYsmoa6nGA== | 2022-03-23 00:58 | Occupancy and temperature sensor | 8 | Advanced Energy Office | Available | Angee Watanabe | Commercial | Inactive
27398288-d11e-ef11-8174-005056900b78 | iuou+ARakOSADj8cRii+vTvGvh3UovnsercNClTVLTSjaDkESC5SxY+drfYlEx7E8KD2rliXiOW/6SzCuP5moQ== | 2024-05-30 22:11 | Operational and Procedural Measure (NO Formal Sustainment Plan) | 2 | LCE - District Energy System | Available | Doina Balea | Industrial | Active
856a0e2d-d21e-ef11-8174-005056900b78 | iAjvOeiElQWoaT83ZNdXiuP3DtDOg0l/vTk5QgjPyk14GonydeVPTlrPVISS6DGhVo2VSq0bsKSvLM8Eow0LGQ== | 2024-05-30 22:16 | Operational and Procedural Measure (WITH Formal Sustainment Plan) | 5 | LCE - District Energy System | Available | Doina Balea | Industrial | Active
8a0b5ec2-d61e-ef11-8174-005056900b78 | wPQEIYCJTp/wUVOkxnWWqkmcXkq2De3HZM+MTBDsludMf8jH9hBlGVbHxzOpjpdCFsD75FgpooiuaBvCxQ94VQ== | 2024-05-30 22:49 | Operational and Procedural Measure (with Hard-Wired Automated Controls) | 8 | LCE - District Energy System | Available | Doina Balea | Industrial | Active
b6b174ad-b900-e511-8e08-005056907e1b | 2N2XweAPIHMO6vbcTbJI027XWlU8P9uJ+3NnSW+73GH5NZjCkKCLl3NeKRSCMlFzGjSatLGt41Y2sZnaLDrANA== | 2022-03-23 00:59 | Operational and procedural measures (including equipment shut down when not in use, set point adjustment, maintenance and tuning for improved performance) not supported by a formal sustainment plan | 2 | Pumps | Available | Doina Balea | Commercial | Active
4c360d2c-f712-ef11-8173-005056900b78 | ihGnUSXAJqyvZQRsfObtIOfLwooQ7+ZPC1xAnkKegpMLX35Ct+eux5X7BgkqVx2eNvMTJ7tFsK/T0EyvYadgPw== | 2024-05-15 20:11 | Operational and Procedural Measures (including: equipment shut down when not in use, set point adjustment, maintenance and tuning for improved performance) Not Supported by a Formal Sustainment Plan | 2 | Load Displacement - Biomass | Available | Doina Balea | Industrial | Active
9466d27f-f812-ef11-8173-005056900b78 | E9nStmHny0Da2hGwzSMKA8HOYc9CT7V5Erflk8Zc7RGihLI50+avpLcMylcRFO5dLGgeLbumCTh9Gc2/eHGEvw== | 2024-05-15 20:20 | Operational and Procedural Measures (including: equipment shut down when not in use, set point adjustment, maintenance and tuning for improved performance) Not Supported by a Formal Sustainment Plan | 2 | Load Displacement - Geothermal | Available | Doina Balea | Commercial | Active
0933470a-1312-ef11-8177-0050569043a6 | 21q+TavwoZnG+q4cWWiKDxecVD8QjPHmbQgdY0j5K4hQ/h5nhYJ9anLkFiT3n3ItMcO1/rgmmxBiPPbRjTXA/g== | 2024-05-14 16:57 | Operational and Procedural Measures (including: equipment shut down when not in use, set point adjustment, maintenance and tuning for improved performance) Not Supported by a Formal Sustainment Plan | 2 | Load Displacement - Bio-Gas | Available | Doina Balea | Industrial | Active
f39f44b1-68c2-e211-8ec3-0050569e014e | xxmWuMR97k2VTnP4kckfYb9v1jd/X8d0o1VqcYxjOHdE5emIzl4cUlvh9kj5IbAoP5wBHnTI+8wiFEAPHntqvg== | 2022-03-23 00:59 | Operational and procedural measures (including: compressed air leak repair, equipment shut down when not in use, set point adjustment, maintenance and tuning for improved performance) not supported by a formal sustainment plan | 2 | Compressed Air | Available | Angee Watanabe | Industrial | Active
f76f8386-6ec2-e211-8ec3-0050569e014e | lYTC0hMc4TKnqoSwdU/cV71zIP1agv6D5GNtMwOAvP84sdp2Ld81/8G8dgKAVs0u0CezsmkZDhlF0OyUMkksEQ== | 2022-03-23 00:59 | Operational and procedural measures (including: compressed air leak repair, equipment shut down when not in use, set point adjustment, maintenance and tuning for improved performance) not supported by a formal sustainment plan | 2 | Process | Available | Angee Watanabe | Industrial | Active
701ca8ec-f912-ef11-8173-005056900b78 | 5+23yIRJRC5lKj0/vaHbnVXBcNCIrDxriTATqevmuARGoZEw2rde4Z3MRDMHB1lmj14dBh6ZPeCx15wV0mYzFg== | 2024-05-15 20:30 | Operational and Procedural Measures (including: equipment shut down when not in use, set point adjustment, maintenance and tuning for improved performance) Not Supported by a Formal Sustainment Plan | 2 | Load Displacement - Geothermal | Available | Doina Balea | Industrial | Active
db3a4a63-fb12-ef11-8173-005056900b78 | LtPzpUmQTqsfV7maV1VEdTpOZqUCPdSFP81U+7rCXcspB97sZZ/Qh0YXVXAm9VTccKt3hPQAWPJNNzo67/nPEQ== | 2024-05-15 20:41 | Operational and Procedural Measures (including: equipment shut down when not in use, set point adjustment, maintenance and tuning for improved performance) Not Supported by a Formal Sustainment Plan | 2 | Load Displacement - Natural Gas | Available | Doina Balea | Industrial | Active
1da10e08-fc12-ef11-8173-005056900b78 | YwGKDRbsOXo0Fe1jmYdIlNm7GpZ+dJEkmCsG2/PKPmZmVvTZduFvee6v7SahQ/SNWIj6S+iX4v1JZ0CqPRl84w== | 2024-05-15 20:45 | Operational and Procedural Measures (including: equipment shut down when not in use, set point adjustment, maintenance and tuning for improved performance) Not Supported by a Formal Sustainment Plan | 2 | Load Displacement - Process Heat (no incremental fuel) | Available | Doina Balea | Industrial | Active
3703bcab-fc12-ef11-8173-005056900b78 | knJluFouK6nVDW/kP1erUVS9EfMK7+asOMpYgSRlzVTsZHab8kI5Fb2HJAKmD0PBvLOgohONKyROK+miJUnLJQ== | 2024-05-15 20:50 | Operational and Procedural Measures (including: equipment shut down when not in use, set point adjustment, maintenance and tuning for improved performance) Not Supported by a Formal Sustainment Plan | 2 | Load Displacement - Renewable Natural Gas | Available | Doina Balea | Industrial | Active
5a321e77-fd12-ef11-8173-005056900b78 | p78Du/CGLXB9s52EFSewomDM0UZ1IrvgF4Ow9ffYFR5EUnajqhBBvM7yVROHpgStNNO3NVJgGh9gAmxuddX9ng== | 2024-05-15 20:56 | Operational and Procedural Measures (including: equipment shut down when not in use, set point adjustment, maintenance and tuning for improved performance) Not Supported by a Formal Sustainment Plan | 2 | Load Displacement - Solar | Available | Doina Balea | Commercial | Active
6fec6ad4-fd12-ef11-8173-005056900b78 | Dpb5gQJWdh4JwJYGeGtSr1czt46uVusCLttq//1FZ87jlKTDRfZI723Tpef7VlFFE4rYDzWWOTn3O9lyc08xyg== | 2024-05-15 20:58 | Operational and Procedural Measures (including: equipment shut down when not in use, set point adjustment, maintenance and tuning for improved performance) Not Supported by a Formal Sustainment Plan | 2 | Load Displacement - Solar | Available | Doina Balea | Industrial | Active
bf943a4b-fe12-ef11-8173-005056900b78 | Wv+pz+BpZOosEP4UddzfJUJvJZE4CuTaBLYsTtLrJtaMBVLbOgWbyoZOOqSk1wmaqo+sIDD6Lq4wpWFK/UXpcg== | 2024-05-15 21:01 | Operational and Procedural Measures (including: equipment shut down when not in use, set point adjustment, maintenance and tuning for improved performance) Not Supported by a Formal Sustainment Plan | 2 | Load Displacement - Waste Hydrogen Gas | Available | Doina Balea | Industrial | Active
6e3d36df-fe12-ef11-8173-005056900b78 | Z392yIug2/RzGE+GAp7PVary0+QC5CYdgSpfjNpjIq/SzAN/hkdJznX6TGGw/ljfGQ/2K1bv0i4S6zLsg6Mi9w== | 2024-05-15 21:06 | Operational and Procedural Measures (including: equipment shut down when not in use, set point adjustment, maintenance and tuning for improved performance) Not Supported by a Formal Sustainment Plan | 2 | Load Displacement - Wind | Available | Doina Balea | Industrial | Active
6713fef8-ff12-ef11-8173-005056900b78 | jV9ydallHV3Zw0FzGxac2x6tl2SXwR2MEqXHKJ1m8HHiqz6mtVroCJtyCgcE7FSO0xUbnlyOndZd/PkF0mrspQ== | 2024-05-15 21:14 | Operational and Procedural Measures (including: equipment shut down when not in use, set point adjustment, maintenance and tuning for improved performance) Not Supported by a Formal Sustainment Plan | 2 | Natural Gas Compression | Available | Doina Balea | Industrial | Active
945a2b9b-0113-ef11-8173-005056900b78 | wS3geMvnTy8MutTC05jOLKTR2fgiHbXtxkuhTK47tTj8DTN+CQPAt7/u91jemG4tQtYcyR4zFG2quJ/h0oal8A== | 2024-05-15 21:25 | Operational and Procedural Measures (including: equipment shut down when not in use, set point adjustment, maintenance and tuning for improved performance) Not Supported by a Formal Sustainment Plan | 2 | Other | Available | Doina Balea | Industrial | Active
fc164dde-0613-ef11-8173-005056900b78 | nFLmT0OXMsoPCPCAkNn7YPY0qQLLiAQhwPBnNB+zb/uCgAkSpGVjO4a6Vp72IE5/jesrS716kqdtY9qEas0XVA== | 2024-05-15 22:03 | Operational and Procedural Measures (including: equipment shut down when not in use, set point adjustment, maintenance and tuning for improved performance) Not Supported by a Formal Sustainment Plan | 2 | Fans and Blowers | Available | Doina Balea | Industrial | Active
59b04aab-1613-ef11-8173-005056900b78 | 18Q5VBvcozpxt9XP8qiuGjzZY2En1PQDCo0T/qA0YabwNSyz642x2EFXbDUZbgqy50Td2N5efxHjG6p+cgTxVg== | 2024-05-15 23:56 | Operational and Procedural Measures (including: equipment shut down when not in use, set point adjustment, maintenance and tuning for improved performance) Not Supported by a Formal Sustainment Plan | 2 | Pumps | Available | Doina Balea | Industrial | Active
50a238fe-1a13-ef11-8173-005056900b78 | /NEkUevOcvfw8Kapyz0efNH72HXJS2t/yWv6piql689hWpEGCsP2DToIKL0NtETlUTu3JQFhZyA6e8v1rMHaSQ== | 2024-05-16 00:27 | Operational and Procedural Measures (including: leak repair, equipment shut down when not in use, set point adjustment, maintenance and tuning for improved performance) Not Supported by a Formal Sustainment Plan | 2 | Refrigeration | Available | Doina Balea | Industrial | Active
8f15a4e4-1e13-ef11-8173-005056900b78 | ovSWuXpOZoCh6h78I4D89W4SCVAUHRC9ouCagvz0/YigGqX9uJHdSDwZAPoPvoH5mA7SRZ2bHk2+e+I8VPA9lg== | 2024-05-16 00:55 | Operational and Procedural Measures (including: leak repair, equipment shut down when not in use, set point adjustment, maintenance and tuning for improved performance) Not Supported by a Formal Sustainment Plan | 2 | Refrigeration | Available | Doina Balea | Commercial | Active
123f1083-0213-ef11-8173-005056900b78 | 7h+rZlDHTluWt/XgJdLbAjw/1/ojfCMAumJSRnXr/+V3iv5oOi9RR6ypvRgZYxm6H9l+frd+bVBfT//c8IYeRQ== | 2024-05-15 21:32 | Operational and Procedural Measures (including: set point adjustment, maintenance and tuning for improved performance) Not Supported by a Formal Sustainment Plan | 2 | Load Displacement - Hydro | Available | Doina Balea | Industrial | Active
b731c871-1c19-ef11-8177-0050569043a6 | SakLzHhWRpbu1PV5OD7Ami04xovyTg9NZFI3dASi+xa+cDW1bdGKzafbibMK54Iuq9Rg5o/UXjK1gKCzcBe4hA== | 2024-05-23 15:52 | Operational and Procedural Measures for Hybrid Heat Pump Systems Heating and Hot Water Systems Optimization: Loop Temperature Reset; Equipment Staging; System Lockout; Unoccupied Setbacks. | 2 | LCE - HVAC | Available | Doina Balea | Industrial | Active
f77694a8-d8c3-e211-8ec3-0050569e014e | CqueMWR4ZgluItxQQUnQbeNJYEICnWZFccgnssUJXXsbcajyvwKD5S8QYLDtmdl4voppkarYl8avMc9dbP8Zzg== | 2022-03-23 00:59 | Operational and procedural measures not supported by a formal sustainment plan (e.g.: adjustments to lighting control operations without commissioning) | 2 | Lighting | Available | Angee Watanabe | Industrial | Active
a3b1bc5a-2400-ea11-8138-0050569043a6 | 57n+EzOluJ6hAF4mVXymjG4tgWXs48FT3YLPJs3iE9dKYcPrnZnrxftQrEHG+GQbU9+yCABw3BwwLU79/jRbdw== | 2022-03-23 00:59 | Operational and procedural measures supported by a formal sustainment plan to maintain savings | 5 | HVAC Operations and Maintenance | Available | Doina Balea | Industrial | Inactive
b4067fc6-1419-ef11-8177-0050569043a6 | 6MzYyWP81E9sZvSulCmCQcmmPUO4QpTU9pqWpyyRAeoH4FJy3peSmOwcBV1mvcO6rZ5KPYlyUf+GcVCpOg7yUQ== | 2024-05-23 14:58 | Operational and Procedural Measures Supported by a Formal Sustainment Plan to Maintain Savings | 5 | HVAC | Available | Doina Balea | Commercial | Active
33bb8121-1619-ef11-8177-0050569043a6 | QpmV+0ANAoxWOOdtSQK5KD2I0ursrZBkwwXm8qTAmI6+dTfpo57XSGzqFDbopKl+sGZPE0etZTMnEdkvua9DiA== | 2024-05-23 15:07 | Operational and Procedural Measures Supported by a Formal Sustainment Plan to Maintain Savings | 5 | HVAC | Available | Doina Balea | Industrial | Active
7dd26e5e-1f74-e811-9a34-005056907e1b | +0ywS7/SJwOtWZNeRxBpSCI2WTnRPpY/c2zNnBQ3bGnMWIwvj8hcCgjK63AoTkxagNz8AxAO6gb58UiqmfwMRQ== | 2022-03-23 00:59 | Operational and procedural measures supported by a formal sustainment plan to maintain savings | 5 | Natural Gas Compression | Available | Doina Balea | Industrial | Active
fc96ebcf-6ec2-e211-8ec3-0050569e014e | P9NLsGERSA9cQHLjVhUKu3ZbqNotXES8KEPWcdFvwA2HvYqtiGTTiAv2dQ1XB1P18gafWUKxampo7zwT4cDHGA== | 2022-03-23 00:59 | Operational and procedural measures supported by a formal sustainment plan to maintain savings (e.g.: adjustment to lighting control operations with commissioning; Energy Manager) | 5 | Lighting | Available | Angee Watanabe | Industrial | Active
533154c9-809b-ee11-816e-005056900b78 | XAyrnvh98/1vA0KGH2gaDVUpug9ZxKiTr5ZxVX5XEtFUsSGzRwYJ2JPnJ3yDSRKRiIVJ3/lZXx64qUK89BhgCQ== | 2023-12-15 19:33 | Operational and procedural measures supported by a formal sustainment plan to maintain savings (e.g.: Energy Manager) | 5 | Load Displacement - Geothermal | Available | Doina Balea | Commercial | Active
7ffece89-1f13-ef11-8173-005056900b78 | YIhLiLUG7CR6uLWq/uX8wSiBIZ3k6ZkFzXkrsUDpLDDdY83DTNGj5fWdQ+HfpyZtJd3WMwKWGOpnpjVy6yIg5g== | 2024-05-16 00:59 | Operational and procedural measures supported by a formal sustainment plan to maintain savings (e.g.: Energy Manager) | 5 | Refrigeration | Available | Doina Balea | Commercial | Active
3c7af026-b7dc-ee11-8175-0050569043a6 | NqODOU2qTEwHfHGk7gTdbr7nEstun025pn2EaTEWZ3aWhtUZVPJw9ZzxgziMXTZP1aPLF5lIM8EFFuO6UIqQbw== | 2024-03-07 19:16 | Operational and procedural measures supported by a formal sustainment plan to maintain savings (e.g.: Energy Manager) | 5 | Load Displacement - Solar | Available | Doina Balea | Commercial | Active
4e0340c7-b900-e511-8e08-005056907e1b | zihskKmgU175Q1dVzRmDyamb/iz/Fy/EOeKqePNTikf/S3h7zfQ0AMtSq3y2COuwSCT/LGw7X3QvXXf7ERGsVA== | 2022-03-23 00:59 | Operational and procedural measures supported by a formal sustainment plan to maintain savings (e.g.: Energy Manager) | 5 | Pumps | Available | Doina Balea | Commercial | Active
fb9f44b1-68c2-e211-8ec3-0050569e014e | Xn/SV94G1893iqsRm1QHV/YHTNXX/4ogvHMMVViDeUckCGK4UPtrDJKrW6qcMKO3xItDGQGE499X/lchC6HWjQ== | 2022-03-23 00:59 | Operational and procedural measures supported by a formal sustainment plan to maintain savings (e.g.: Energy Manager) | 5 | Fans and Blowers | Available | Angee Watanabe | Industrial | Active
01a044b1-68c2-e211-8ec3-0050569e014e | QDj2XWhWMFhCTZPEfMN7ki06BCbLrjlbKM50wWNEsQ0sOnnSHBVllghz1fZKsT4YJMwNXJITPNb1b9BcsKSzqg== | 2022-03-23 00:59 | Operational and procedural measures supported by a formal sustainment plan to maintain savings (e.g.: Energy Manager) | 5 | Load Displacement - Biomass | Available | Angee Watanabe | Industrial | Active
03a044b1-68c2-e211-8ec3-0050569e014e | zWd2Faqnvv/RqvsIDT0GjJ5QqICiwQ7o7NvlXsrGGKGgPqwbmcAq+6lfa/ucYdEUn5bffw7H+HSGtXgU1w05Fg== | 2022-03-23 00:59 | Operational and procedural measures supported by a formal sustainment plan to maintain savings (e.g.: Energy Manager) | 5 | Load Displacement - Waste Hydrogen Gas | Available | Angee Watanabe | Industrial | Active
05a044b1-68c2-e211-8ec3-0050569e014e | +rypWSS+jBnA/yZsII81ErDh378jlLnEZOtvYo0vGUiZYZbGqdn/JabNDTUpH+RFHP9Xa1+Vf7I9LTQjNmkOXg== | 2022-03-23 00:59 | Operational and procedural measures supported by a formal sustainment plan to maintain savings (e.g.: Energy Manager) | 5 | Load Displacement - Natural Gas | Available | Angee Watanabe | Industrial | Active
07a044b1-68c2-e211-8ec3-0050569e014e | tnwcK3QMlxDnHyEhDFfS3LR/VPOW0Vz/FWTs++IPhDJj19iafx2mlVEY302MBQSifJU7Ywwp98aJVPf5EYhOog== | 2022-03-23 00:59 | Operational and procedural measures supported by a formal sustainment plan to maintain savings (e.g.: Energy Manager) | 5 | Load Displacement - Renewable Natural Gas | Available | Angee Watanabe | Industrial | Active
09a044b1-68c2-e211-8ec3-0050569e014e | i9sggYAiBYlh7uSLgNgzYpSguzh8PhJ2il8r1waiI2txtg3jfhtRzIasltvv7E1ZbRAZCBIFf/1FMRkgcv90mQ== | 2022-03-23 00:59 | Operational and procedural measures supported by a formal sustainment plan to maintain savings (e.g.: Energy Manager) | 5 | Load Displacement - Bio-Gas | Available | Angee Watanabe | Industrial | Active
0ba044b1-68c2-e211-8ec3-0050569e014e | u3wN5JTE4bx9aXu0dSc2J8Wz1Ox991RvkT9NS/dt1X1SFGqryG1GaBiA3qYMFG/xVsKyMMVSwOGAEiVJZfGF0A== | 2022-03-23 00:59 | Operational and procedural measures supported by a formal sustainment plan to maintain savings (e.g.: Energy Manager) | 5 | Load Displacement - Process Heat (no incremental fuel) | Available | Angee Watanabe | Industrial | Active
0da044b1-68c2-e211-8ec3-0050569e014e | 7NapruQLMzHknKaLVwUzvzk/b56OiYy+IC8TvF0ISsiaznjTtkNolm7n2Xhh/dC6MeXvGtqcDPsqlCwh8bVLrw== | 2022-03-23 00:59 | Operational and procedural measures supported by a formal sustainment plan to maintain savings (e.g.: Energy Manager) | 5 | Load Displacement - Solar | Available | Angee Watanabe | Industrial | Active
0fa044b1-68c2-e211-8ec3-0050569e014e | NrLnoR6omnvqlg64Tzpvf/m8g9pD9DHsJi4ltnVpCw9KmZ/U9RkrrgyYNn+2WUlICdfogtnA5A1RrtMnmZFyvw== | 2022-03-23 00:59 | Operational and procedural measures supported by a formal sustainment plan to maintain savings (e.g.: Energy Manager) | 5 | Load Displacement - Wind | Available | Angee Watanabe | Industrial | Active
11a044b1-68c2-e211-8ec3-0050569e014e | K2UiALmTx54crCTDLVtHXZAztVgl82fQKIceJyNlv1QDJ/kgcvyDkLkzXJcKcjm2yV4snXQJ93wpvFHtQC7v1g== | 2022-03-23 00:59 | Operational and procedural measures supported by a formal sustainment plan to maintain savings (e.g.: Energy Manager) | 5 | Load Displacement - Hydro | Available | Angee Watanabe | Industrial | Active
13a044b1-68c2-e211-8ec3-0050569e014e | b0cMl4GyxRithDZqgLyyGUcx8MmLT65+nf7dychz6icXaRaLIB1pXb4Zu4Y0wBhT+Yw7+GLqSOPPH/YZj2RK6w== | 2022-03-23 00:59 | Operational and procedural measures supported by a formal sustainment plan to maintain savings (e.g.: Energy Manager) | 5 | Load Displacement - Geothermal | Available | Angee Watanabe | Industrial | Active
17a044b1-68c2-e211-8ec3-0050569e014e | 4s0boxwKmyWQVQd98xUAOsuU7IplItoKiMNbTAculdE93x2yj8ABh/y3lhr79qu/Qzk2gEvX3EjR5fIU2D8r3w== | 2022-03-23 00:59 | Operational and procedural measures supported by a formal sustainment plan to maintain savings (e.g.: Energy Manager) | 5 | Compressed Air | Available | Angee Watanabe | Industrial | Active
478fdf97-6ec2-e211-8ec3-0050569e014e | sR+13c5P2E1ycDsZYeLf3mBfFrqAixHY1IPvtpIOeMvYKazlGFeBdewQRWZVfUFd2xMMUYDwWC/votWaHQUaQw== | 2022-03-23 00:59 | Operational and procedural measures supported by a formal sustainment plan to maintain savings (e.g.: Energy Manager) | 5 | Other | Available | Angee Watanabe | Industrial | Active
caf18aa3-6ec2-e211-8ec3-0050569e014e | Pn2u4kVOEwrnW6IsCmJrB8/2p2bZJNPj0dr0MzAqmY69pqWlCvFIiQUsIhmVmbECycj56t4TRMeBPYMoL9qorg== | 2022-03-23 00:59 | Operational and procedural measures supported by a formal sustainment plan to maintain savings (e.g.: Energy Manager) | 5 | Pumps | Available | Angee Watanabe | Industrial | Active
c9eeceb7-6ec2-e211-8ec3-0050569e014e | yoOVDi2YqSrDDRZscy8iJeXr/5RSksUTo3/ZWhxiJxZTJswVGaHIECnM6RhmkBftWSkh3IeUfumtAmptUY+I1A== | 2022-03-23 00:59 | Operational and procedural measures supported by a formal sustainment plan to maintain savings (e.g.: Energy Manager) | 5 | Refrigeration | Available | Angee Watanabe | Industrial | Active
37b29bc3-6ec2-e211-8ec3-0050569e014e | wLl3Vx3UGGIvEJlkfqVrub/DI7ll7GSXhKoxDGA1d1kHeu3HxXGR5NtCGdqoY4m3VV6vFz+Axw+Se2F6Op1VKQ== | 2022-03-23 00:59 | Operational and procedural measures supported by a formal sustainment plan to maintain savings (e.g.: Energy Manager) | 5 | Process | Available | Angee Watanabe | Industrial | Active
4c5a27cd-839b-ee11-816e-005056900b78 | nFwCAQ6n+vY6/hccakthuI4QtWklqf7QpAFMjrhgQGIRXz2yLStcPmMRlVhMn+ww4IbVaJaNzmntobw54ceFWg== | 2023-12-15 19:55 | Organic Rankine Cycle | 20 | Load Displacement - Geothermal | Available | Doina Balea | Commercial | Active
3ed8e8ba-c45a-e211-a855-0050569e014e | ZRMTpm/56x5Eriu9KVuXKN5bo28mMn55A9/kp9xmzXlIWAnTcXwVoOyJbnrZ7rD+znuCn2j8Zd1cmS6JVydfYQ== | 2022-03-23 00:59 | Organic Rankine Cycle | 20 | Load Displacement - Biomass | Available | Doina Balea | Industrial | Active
eca20cc3-c45a-e211-a855-0050569e014e | XeyWbuMz4+lnaJYTpsjpr6uQZyOASs4nkF9ZcsHUBCe2u7BXw2TaO+9ZmH/F42VATISzODYx6lHv8ycKKmjJPw== | 2022-03-23 00:59 | Organic Rankine Cycle | 20 | Load Displacement - Waste Hydrogen Gas | Available | Doina Balea | Industrial | Active
048b10cc-c45a-e211-a855-0050569e014e | Tu9Y5JPbbWq47TgLvJ9/Ykn+LPJDuM8TrX97hwDb4b6rKIi7tWsmmC6oyMntLBgwpedWmSYG00PPQo03WofTDQ== | 2022-03-23 00:59 | Organic Rankine Cycle | 20 | Load Displacement - Natural Gas | Available | Doina Balea | Industrial | Active
1e9502d9-c45a-e211-a855-0050569e014e | YNM0zCmZaDSPsnaRwudN/ekK/1aqVtyUZCMyo66pIjypyRYA2Bm7JjiZmuycOJoV+jm8frogcYHcu5souQOmpw== | 2022-03-23 00:59 | Organic Rankine Cycle | 20 | Load Displacement - Renewable Natural Gas | Available | Doina Balea | Industrial | Active
fc6842e7-c45a-e211-a855-0050569e014e | DVw/mYKnaS3ih8EhNNlLj2R9AiUz32T+ZX3juuMdrnhi+G4iyPAG+tseusYofhm6iNc9kJTjxShBKupSjFyw2Q== | 2022-03-23 00:59 | Organic Rankine Cycle | 20 | Load Displacement - Bio-Gas | Available | Doina Balea | Industrial | Active
45211efd-c45a-e211-a855-0050569e014e | Vum45esjm0vjGdCzPF78fY8p5AWRxX4HWjiJe8zGjkUXXJD1fZXGMUqc8ZEyX3CmCSKg2VzqAKU0ImWp8B1mzg== | 2022-03-23 00:59 | Organic Rankine Cycle | 20 | Load Displacement - Process Heat (no incremental fuel) | Available | Doina Balea | Industrial | Active
9b3fd404-c55a-e211-a855-0050569e014e | A8j+Y8lxbl+eljL8mdyJFGUr6DsKSWSxOelwC0sn81Ou8/Ll/WeHDajD6YITHSt0dyi5VumTWzj7sKQZXT6mjQ== | 2022-03-23 00:59 | Organic Rankine Cycle | 20 | Load Displacement - Geothermal | Available | Doina Balea | Industrial | Active
68a5455d-57eb-e111-8626-0050569e014e | LFThhPoVOqUwJNstA6niC7OrYI5ev8IN22rf1SvoXUw/rC8Odh+i0t13q/s4AZezKEPDt3bieDHWGWb5kt4g1g== | 2022-03-23 01:07 | Other high efficiency industrial refrigeration measure | 15 | Refrigeration | Available | Angee Watanabe | Industrial | Active
436e4134-4feb-e111-8626-0050569e014e | jQx08cTlll82AZ8WKvYHpjNd6DFQwbEn30hlFqZXrIqPEunZvQtqCKFrV2eB8UabBiUu1wuH/TFuHyg6dp64pA== | 2022-03-23 00:59 | Parkade ceiling insulation | 25 | Building Envelope | Available | Angee Watanabe | Commercial | Active
9213c6c7-40d8-e211-98c8-0050569e014e | cojIoUXeuXQkZwEb/3RfpY46oiEwnyVaIO9c53O43a8hAgK0lbW7vI9VAAa6ELYoaFg7hc72XCMrivwR3RNYKw== | 2022-03-23 00:59 | Permanent Equipment Removal/ Decommissioning | 15 | Process | Available | Doina Balea | Industrial | Active
4f839be2-5a52-e911-8130-005056900b78 | GPVt+K1kfuXONpdGn5dRwxapXBWhTjNDvFToIhwcoP5cQvM2aKMn/0NjjsvLT8kIzi2sRhvY/LaQEj88XHl55Q== | 2022-03-23 00:59 | Portfolio Manager Deemed Savings | 1 | Portfolio Manager | Available | Doina Balea | Commercial | Active
1132c887-0712-ef11-8177-0050569043a6 | tvsKn4HJ7ZFXQ3nWcu7ZwR5/KIT05rH3LBVNqWEK/RITMBLm/esB+beQus5jC0f0B7nwhNUi8IbPLxYcW388TQ== | 2024-05-14 15:37 | Preconditioned Air (PCA) Units (Aviation) | 13 | LCE - Transportation | Available | Doina Balea | Industrial | Active
f457376b-55eb-e111-8626-0050569e014e | NK5r2DEI1pBfPUzkLbMQhX2h2JElo2o/MJCPTo86vkPteTxTe9m/FcnbRgxicLO+6WrinYdCdM/1I1WLmLDQ5g== | 2022-03-23 00:59 | Premium efficiency electro-chemical process | 10 | Process | Available | Angee Watanabe | Industrial | Active
dc10a3b3-50eb-e111-8626-0050569e014e | liYAVlqmjDI0FQR8P+5E1aIkwsMtpte1zJz2gvmhb87j/nOero48mlezk2LFpj7VMNKAX0OMt/sbLdWimUwwYQ== | 2022-03-23 00:59 | Pre-rinse spray valve | 5 | Other | Available | Angee Watanabe | Commercial | Active
0d1b160d-04ee-ea11-8142-0050569043a6 | b1YVzNlm5Di1ZmR4JxBs7YvBHqewqKDi3xhvcfahWjr5Ji2cEiHOao/TVy3uPtKSJMBNwxmJYUczG/R7kbF/mQ== | 2022-03-23 00:59 | PROCESS Air-to-Water Heat Pump | 15 | LCE - Swimming Pool Water Heating | Available | Doina Balea | Commercial | Active
49265af8-839b-ee11-816e-005056900b78 | 5tQe6R/8tj6NIAKyTqwQTW9qwO/wem1t1CwjGiLgWjfi1LoJZjdfS5cI1g4y40Act66ueuvBD6ZTOluSLhxYVw== | 2023-12-15 19:56 | Process control affecting operating time by using secured (locked) hardwired devices/ PLCs | 8 | Load Displacement - Geothermal | Available | Doina Balea | Commercial | Active
a84be54b-2113-ef11-8173-005056900b78 | rK1hc4kBwIspqIRC37S9/6mmuIWiCmnN/H0N5vgMT2MiJBWlkjlrol3ptkfdYtU9mHteN1zx7mZbqXuXyzeemQ== | 2024-05-16 01:12 | Process control affecting operating time by using secured (locked) hardwired devices/ PLCs | 8 | Refrigeration | Available | Doina Balea | Commercial | Active
4cecc50d-b8dc-ee11-8175-0050569043a6 | Cgru3MaMXRR7klFiXZZtMtoasu2lTpyYgbjfdJM7pMNzaalzOgnHeyFRs1ueiPj+gSuBQ7Se8lUv9sfxymgf3w== | 2024-03-07 19:23 | Process control affecting operating time by using secured (locked) hardwired devices/ PLCs | 8 | Load Displacement - Solar | Available | Doina Balea | Commercial | Active
62d70994-6b7a-e311-8d49-005056907e1b | cujypOxO5Ec8JTTGIfo8r3ab0Kuw1MxCDBjYueamrRHc5pRr27mI1brubNDk1fFjnq05owMh6/fPx5+DfUgOAw== | 2022-03-23 00:59 | Process control affecting operating time by using secured (locked) hardwired devices/ PLCs | 8 | Compressed Air | Available | Doina Balea | Industrial | Active
91f4b9e1-917c-e311-8d49-005056907e1b | qTcHT5zbaW59oL6LhfnzXpiXqtFj9LMPT7ufwn/j/1QIZOuPTNwoQFg6hZR3KCKDi4TDrs9rY1dLNJAjOw8exg== | 2022-03-23 00:59 | Process control affecting operating time by using secured (locked) hardwired devices/ PLCs | 8 | Fans and Blowers | Available | Doina Balea | Industrial | Active
06bb86fa-917c-e311-8d49-005056907e1b | yXq/22MLIIxSbKXDjDBbGGfIFV+Fl4cdl7qvA8SB3mJVztkTecmVVdxcsO5dpbU2zAeQIF9dxoOxsNL4tVXAPQ== | 2022-03-23 00:59 | Process control affecting operating time by using secured (locked) hardwired devices/ PLCs | 8 | Load Displacement - Bio-Gas | Available | Doina Balea | Industrial | Active
4765331f-927c-e311-8d49-005056907e1b | /pG4+9lGQKRcjcyz8MdKC+TvKh6Zwqz7FtUBP0O/7xcasV6WRVccbVKrtd/cB5nGvud8h/JxDAhenIIvBXWveA== | 2022-03-23 00:59 | Process control affecting operating time by using secured (locked) hardwired devices/ PLCs | 8 | Load Displacement - Biomass | Available | Doina Balea | Industrial | Active
8f260c66-927c-e311-8d49-005056907e1b | hEuzG1WUCf3l2dARTKob6QrWU1aUBVNI7xN2oSS6xMF24xRZI0FANlVWYTDdc+ohXPSz6eymWLp6ZHIkLLdzEg== | 2022-03-23 00:59 | Process control affecting operating time by using secured (locked) hardwired devices/ PLCs | 8 | Load Displacement - Geothermal | Available | Doina Balea | Industrial | Active
24b89e70-927c-e311-8d49-005056907e1b | b5elgszLrwaSeLsjczZfBCj5L5D5hLBUKzaQZ7U2iXPAEp8IctQxPFASEuaFaswLB6sFJ3h6DxYZ7k11qSpnTg== | 2022-03-23 00:59 | Process control affecting operating time by using secured (locked) hardwired devices/ PLCs | 8 | Load Displacement - Hydro | Available | Doina Balea | Industrial | Active
17e7a77f-927c-e311-8d49-005056907e1b | 2wWQ4efW64jdx7i0nuwCo+7nn1PUC5yo2cvHZuZQZG0lkR7SBWqPLYSdD1rnLZJOCVUlpQQvvvriz61K4eVh0A== | 2022-03-23 00:59 | Process control affecting operating time by using secured (locked) hardwired devices/ PLCs | 8 | Load Displacement - Natural Gas | Available | Doina Balea | Industrial | Active
7e528aac-927c-e311-8d49-005056907e1b | wLTnlZ6uSdhwISpoo6t/GMDftpzeUwqauejMu9iOwss3qRvHts9989Gz327P2jsS+WIy4VhAC5d0Sc3xN5p7rg== | 2022-03-23 00:59 | Process control affecting operating time by using secured (locked) hardwired devices/ PLCs | 8 | Load Displacement - Process Heat (no incremental fuel) | Available | Doina Balea | Industrial | Active
e65662f9-927c-e311-8d49-005056907e1b | XqCstMe5HplXhSyzdM8GdwRgmOnI5llsrS7CsGH5AGgvc6BskVKUQkVLrflnWubw9i9O2u+FtmZyhKv/BQnrPQ== | 2022-03-23 00:59 | Process control affecting operating time by using secured (locked) hardwired devices/ PLCs | 8 | Load Displacement - Renewable Natural Gas | Available | Doina Balea | Industrial | Active
a1f5ce19-937c-e311-8d49-005056907e1b | kAxZisDv7EW5yiS3tyMiaYoMPX0gWjrP7XyRRvsK02iBvWH3LAbZFs6uTWWcka7wdBo8BLWEGQh7WaJ8bV4uPQ== | 2022-03-23 00:59 | Process control affecting operating time by using secured (locked) hardwired devices/ PLCs | 8 | Load Displacement - Solar | Available | Doina Balea | Industrial | Active
1bbe2f22-937c-e311-8d49-005056907e1b | WIDu5J27K2VknhXIz7Pc/g3/AtGJCaJj/CICN1kYRoxNJISSnJQmE+3U17fbilQKWN8PiG43vBUmJIV4YJ4wxQ== | 2022-03-23 00:59 | Process control affecting operating time by using secured (locked) hardwired devices/ PLCs | 8 | Load Displacement - Waste Hydrogen Gas | Available | Doina Balea | Industrial | Active
fcea3b2b-937c-e311-8d49-005056907e1b | wI0DNnnEVDnwESCbI99KZGfuLfyLuoxt6UXiavAWvKEAFC1nvqfGt2XYDybeA3klyLa5/pp7QqkHxo107jJnqw== | 2022-03-23 00:59 | Process control affecting operating time by using secured (locked) hardwired devices/ PLCs | 8 | Load Displacement - Wind | Available | Doina Balea | Industrial | Active
38c77e4c-937c-e311-8d49-005056907e1b | NiDVBykt9UWjoRj2hXYdHUgtpuvxChPlliwLWsYcjI5ZUim/Emm0xXoMztkSQDNJgWfobDQ5s53eIj/+Rw71oQ== | 2022-03-23 00:59 | Process control affecting operating time by using secured (locked) hardwired devices/ PLCs | 8 | Other | Available | Doina Balea | Industrial | Active
d964b559-937c-e311-8d49-005056907e1b | TGyBiV1Gh5QfEPDdfBkf7XU3hbXp0svitu3Ngys9F/9dVSHHp6oxInCRrui8RpsMbVQmf/A1efRrG/FcQAIPYw== | 2022-03-23 00:59 | Process control affecting operating time by using secured (locked) hardwired devices/ PLCs | 8 | Pumps | Available | Doina Balea | Industrial | Active
fc38a973-937c-e311-8d49-005056907e1b | 2IabIX7iWTpmVn9QtXZoD4tGMSIbkToy7eFkYC1EOOA9YOuPvUqZF70Rd1E2jv8IvuIK7zIZXmSuSLeontSz4Q== | 2022-03-23 00:59 | Process control affecting operating time by using secured (locked) hardwired devices/ PLCs | 8 | Refrigeration | Available | Doina Balea | Industrial | Active
1a21067f-937c-e311-8d49-005056907e1b | KGbmP1C1xHu3RgIY9AQPjJcwm27p6JHHI5XU9DoiZJo8kz8XcfQCO2zcUr6SD5l0/RMdpFojle1COS6xjjofoQ== | 2022-03-23 00:59 | Process control affecting operating time by using secured (locked) hardwired devices/ PLCs | 8 | Process | Available | Doina Balea | Industrial | Active
eb484d2d-04ee-ea11-8142-0050569043a6 | 6eNJeImShUEMuX2MxN2QTxaw8/DBKj4ZGmTv8RaROpuz1/mNZSxbdETlCAie758LhAgASD+6L+2SErRlFe2g0g== | 2022-03-23 00:59 | PROCESS Electric Boiler | 20 | LCE - Swimming Pool Water Heating | Available | Doina Balea | Commercial | Active
f657376b-55eb-e111-8626-0050569e014e | O+eQIaN9vrkF2B+A3nzjZ0rjCl3VGcw08MdEtaYvHHpOdD0Hrd9Ylu5mfR7pCXDFbqoPZIV2gawM4B6acizOfQ== | 2022-03-23 00:59 | Process equipment insulation | 15 | Process | Available | Angee Watanabe | Industrial | Active
f857376b-55eb-e111-8626-0050569e014e | XKuAhiPEmtkPcFuJk0TS225oB+us95f4tkGqoMFwyUFs1JQgpEcX9p9e+TGFR0lLCH31Oc/UjI3qAUpTt6gGlQ== | 2022-03-23 00:59 | Process heat recovery | 10 | Process | Available | Angee Watanabe | Industrial | Active
36cc7865-04ee-ea11-8142-0050569043a6 | XKbWjs0e99fGar4YTet/Y4Jo024zbqaIZ0YdY/MmV4OvShDznQgJKnZx4uVHAwfNpXhfr9z2P9kdyX/OF12geQ== | 2022-03-23 00:59 | PROCESS Heat Recovery Chiller | 22 | LCE - Swimming Pool Water Heating | Available | Doina Balea | Commercial | Active
0abcffc8-4613-e211-9655-0050569e014e | A4fu9VfgrugEaHvgHQ1m+oDlJp+epTRzr6oXYTJQIAmT9AJia0niSV0+sp+LErXAliAA6cPD5juCqFnwmkmFGQ== | 2022-03-23 00:59 | Process HVAC | 15 | Process | Available | Angee Watanabe | Commercial | Active
b2c61fd8-4613-e211-9655-0050569e014e | iV/zoca5WwKteV8rAZL7Nphr8jqd12chsylcuBzcbLrPBZdbMLcQkSasqL7CuMiBZhD/I9FMB7fNxaTZ1IRmnw== | 2022-03-23 00:59 | Process Load Reduction | 15 | Process | Available | Angee Watanabe | Commercial | Active
25442b97-04ee-ea11-8142-0050569043a6 | Ilq91iRFSQQMtzKKjk0uzMv16r1mUDMWzaS1JGOEkNgcZ/fAfKg8JDDgkYi9tlnsYnXQxNa7OSJ2pTbwTxvw5Q== | 2022-03-23 00:59 | PROCESS Rooftop Air-to-Water Heat Pump | 15 | LCE - Swimming Pool Water Heating | Available | Doina Balea | Commercial | Active
722a5cb6-04ee-ea11-8142-0050569043a6 | E1ZUQ0E20F9HU1/yghKj04HwuoA3nWoqdsP1ikD9uayGItK0W0AmlWa2dYGecOs4atbkve+M07+28HLQTiwmfQ== | 2022-03-23 00:59 | PROCESS Water-to-Water Heat Pump | 15 | LCE - Swimming Pool Water Heating | Available | Doina Balea | Commercial | Active
fa57376b-55eb-e111-8626-0050569e014e | F9FZZfZMxOOpiEna3AZarQ+4oTPX7uqDWUracIM3CEb8hFdbD9oo7OMh/Sst6ocGRCGN/juhcD5axh3skIFTaw== | 2022-03-23 00:59 | Production rate effect for time of day pulping | 2 | Process | Available | Angee Watanabe | Industrial | Active
80e0f91f-8214-ef11-8173-005056900b78 | LjTzncj9f5lT9jY8JqH1la8UiJH/oJ9K/0sa2p5/3P1St9G34D+X73uMDYSjOohjQhA5MAiz8wGWTiZq10BEww== | 2024-05-17 19:18 | Programmable/ Smart Thermostat | 11 | HVAC | Available | Doina Balea | Industrial | Active
04a2f2ad-d474-e811-9a34-005056907e1b | Eqsq3hiT0pB5pXzBaJhzrZb7I0e39CyIf/T0L/piDtVz9uGaT8S6oXaABeEXS1h5nov2w/YbUeAKwSZex/PQ6Q== | 2022-03-23 00:59 | Programmable/ Smart Thermostat | 11 | HVAC | Available | Doina Balea | Commercial | Active
0bebbf70-2c1c-ef11-8174-005056900b78 | ydNQw2Qgciq4zvsEK3sSItLylJnHePN5HSp+gsxqaR+8YZekaUvhAgYTUD2upZaYu3umfbb3FS8iThaQrEv80g== | 2024-05-27 13:24 | Rearrangement of Process Equipment | 15 | Process | Available | Doina Balea | Industrial | Active
3a5c2208-09b5-e311-ba6a-005056907e1b | 05onyyp0YHZj86JUcj7z4B/AdfNfJpRtIaEywsj4GQQRwHM5/3eNYUBsw8LUJzpGyLJqTW0zfnlL5x91CJ3cVA== | 2024-05-15 22:25 | Rebuilt Turbo Generator | 15 | Load Displacement - Biomass | Available | Doina Balea | Industrial | Active
d9955620-09b5-e311-ba6a-005056907e1b | ckRvqXYaCqj8zDlIaC4uADdBMyA9oDLQcmkkfV/2Cj1JykjyKMDd2JVA2de5M2vpxmPJSdRCOpQNxxqnulsCeg== | 2022-03-23 00:59 | Rebuilt Turbo Generator | 15 | Load Displacement - Waste Hydrogen Gas | Available | Doina Balea | Industrial | Active
b877a62a-09b5-e311-ba6a-005056907e1b | dAQx09eR+pvqwYwy3i+padMTHS2I0by4/uPAOUi9tItEiXkY4wrfGx3H9l0TbTJUuPY1PQFeKjky1CVyffd+mw== | 2022-03-23 00:59 | Rebuilt Turbo Generator | 15 | Load Displacement - Natural Gas | Available | Doina Balea | Industrial | Active
077ae536-09b5-e311-ba6a-005056907e1b | TPrkuigF4f4XbksRyJWkkq0S+8ys8vzQEE+R1XzL62ng4PptIejLWbq8C5TzlqM7Fic2gfXMExigZk67kfhasw== | 2022-03-23 00:59 | Rebuilt Turbo Generator | 15 | Load Displacement - Renewable Natural Gas | Available | Doina Balea | Industrial | Active
7fa02b43-09b5-e311-ba6a-005056907e1b | 0DZKdYS24chxvhedx7MMNU3VOaUTmn+HGWedCttH7V6RrEIvm62EknIxK7EIL4/AoSARIi/MBsbHjqHaNdMjIw== | 2022-03-23 00:59 | Rebuilt Turbo Generator | 15 | Load Displacement - Bio-Gas | Available | Doina Balea | Industrial | Active
5399b651-09b5-e311-ba6a-005056907e1b | Qp068OZeNeOMMWVv4YyX7IdXaAouASd7qgpL0sx6OZNqkD3MSJ5v0WTiJv4Q5tiqHpvQLp8xfY8FX8JThJTLqA== | 2022-03-23 00:59 | Rebuilt Turbo Generator | 15 | Load Displacement - Process Heat (no incremental fuel) | Available | Doina Balea | Industrial | Active
b057376b-55eb-e111-8626-0050569e014e | ehTnGCbZGqOkoYBfz2RZD6npRe9/lsPFD99s0QKDPNEVPWZgvFmMnhyJm/jxUp4eOd5erkzfxVt0tY3PrrWEvQ== | 2022-03-23 00:59 | Reduced header pressure | 10 | Compressed Air | Available | Angee Watanabe | Industrial | Active
66e7c433-51eb-e111-8626-0050569e014e | omtK29FdPQ9jwmfKeR93a+ulrc7nqymdiB3g1X1gXN3woau4jllCs1XkGxv7oaZkKUDoonFX7GHH1SRyiGKdDw== | 2022-03-23 00:59 | Reduced standby losses for plug load | 10 | Other | Available | Angee Watanabe | Commercial | Active
b0c7d6d7-8113-e411-8956-005056907e1b | ckQInqou7LCjIGPgd3B9WXCntzQsvO/ZDTLSfEjczD9Ly83nB8AxnfbGOkZAwdlKeh4yR3Vrdx9uknye2jsuXQ== | 2022-03-23 00:59 | Reduction of power losses in Transmission or Distribution Lines (by voltage increase and/or conductor upgrade) | 30 | Other | Available | Doina Balea | Industrial | Active
fc57376b-55eb-e111-8626-0050569e014e | PbTPkRg+BJq8r9SKc0/9z5ciELpdoRf5jlT+YBQSSSrMbCJIh6zYmP59LXBIu/7DK3R0REOlRVAw3bqgq3CQkw== | 2022-03-23 00:59 | Refiner heat recovery | 10 | Process | Available | Angee Watanabe | Industrial | Active
fe57376b-55eb-e111-8626-0050569e014e | 6emsVHuSPEsvfAvFQlLI+zefHileZMGlzz6ivzwU7yE5ozB7mdO+heyaLPnHLhetuDu5ur68QuCeHI411qvMqA== | 2022-03-23 00:59 | Refiner plate segments | 2 | Process | Available | Angee Watanabe | Industrial | Active
d13f0674-57eb-e111-8626-0050569e014e | AMMsTpTJEYnT2ZmTur1XVKqGno4PeZkQPWHm26fONQPZCNKD3GQY5Lsx3ux7dQ85NN4cm3hsCqZHjFs2puH5QA== | 2022-03-23 01:07 | Refrigerated space envelope retrofit | 15 | Refrigeration | Available | Angee Watanabe | Industrial | Active
f0023965-51eb-e111-8626-0050569e014e | L5pEWFW5PA3KprqADJGG9vyckNPawFEcfx56/g58v55jZdQ8hx4X2iQcsh+nC5sUYqN0o6WZSY345d/hgbpALg== | 2022-03-23 01:07 | Refrigeration low emissivity ceiling | 20 | Refrigeration | Available | Angee Watanabe | Commercial | Active
0dcd31fb-51eb-e111-8626-0050569e014e | bY4MmlN3qkGWyJ/Q3U/NdQJsOjVJE9gMjh36I5J8oae8iPLA5dbrX3PNIlvYKwIeJ96TK+W5YTZ3WlqizcDeeA== | 2022-03-23 01:07 | Refrigerator display case with doors, low/medium temp | 12 | Refrigeration | Available | Angee Watanabe | Commercial | Active
888ec90c-52eb-e111-8626-0050569e014e | nR+7mXNWsSYEOmY40XrdPc/EsmCU4Rlz29XGoV180kzrtYAzCZ1Gw5yZonqPmnELC76zi3TG5IenKz187l8Zrg== | 2022-03-23 00:59 | Refrigerators | 12 | Refrigeration | Available | Angee Watanabe | Commercial | Active
ec94b90b-57eb-e111-8626-0050569e014e | Q1LMMHx0SHeYdiY6MipUBiN0wQqsBrbySDa7vfEJed7rXXgtQTtacMN3XGP/w/oUo1An3v4jsNyajWQiFjjmWQ== | 2022-03-23 00:59 | Regenerative devices | 10 | Other | Available | Angee Watanabe | Industrial | Active
5eab7817-8314-ef11-8173-005056900b78 | OMEQZeBR2Q81CnI9iFkH8i92Zut3BEpQXQOZIXXjJyqKkk+qCI0YlAuOfvDhVXW3BMtwdA5ieegEi/s+U1FjaA== | 2024-05-17 19:25 | Renewable Energy (solar thermal) | 15 | HVAC | Available | Doina Balea | Industrial | Active
1da0b6bf-4613-e211-9655-0050569e014e | Fv4ucNzik3jDxpqXCdY1f405SQJyyuFehF21PE/hh5CuZM7p6BCpj85lj8LHhQajZ415KKMAMgF8aH1jOUR2YA== | 2022-03-23 01:07 | Renewable Energy (solar thermal) | 15 | HVAC | Available | Angee Watanabe | Commercial | Active
0fa0b6bf-4613-e211-9655-0050569e014e | Ta2LXdjoKw26jpvzYiBkFpirUHAcOuuhYU0CEylbXrwetJ37C59HFUhZqFeuy50cTNXSKuhhdVHkXtpiNr2nTg== | 2022-03-23 01:07 | Roof Insulation Increase | 25 | Building Envelope | Available | Angee Watanabe | Commercial | Active
4d362c67-8d14-ef11-8173-005056900b78 | GxRaYpaVpScirxTFxSuEF4Yj9aUe64P4rjGztF+v0RWPDHB2kwzET1UjRqSmkWjKp1sjcfUh9OZ0iBMJT2ZOgw== | 2024-05-17 20:38 | Rooftop Air-to-Air Heat Pump | 15 | LCE - HVAC | Available | Doina Balea | Industrial | Active
05e34b63-fa64-e811-9a34-005056907e1b | z9zuPAwTlLP4Zu90My5LUyY6ezWt8bedwFD4IY0K6Mv941mI56/mPuZ0fPCLGMxu7iXLpwWNU7mXOpj1d/3oxA== | 2022-03-23 00:59 | Rooftop Air-to-Air Heat Pump | 15 | LCE - HVAC | Available | Doina Balea | Commercial | Active
53604efd-fc0f-eb11-8143-0050569043a6 | ntR+ypQcudux/8CWScbrfZig/eb+YLDS25oLuxBL4NhqEZQBmVjerEogemEzUqx1QEGh87bwz5RKT9magHOJDA== | 2022-03-23 00:59 | Rooftop Air-to-Air Heat Pump Make Up Air Unit with Electric Backup | 15 | LCE - HVAC | Available | Doina Balea | Commercial | Active
01d62518-fd0f-eb11-8143-0050569043a6 | NhsTPk0j/BI8iCdSoID8F1joftDZJPNiWUcD7ZCo1JnXwJLLlpsCnNVABJ0UIlJ7kqwgkgWsOdLQW2+hJY2oIg== | 2022-03-23 00:59 | Rooftop Air-to-Air Heat Pump Make Up Air Unit with Gas Backup | 15 | LCE - HVAC | Available | Doina Balea | Commercial | Active
20888c94-fc0f-eb11-8143-0050569043a6 | VSF8MC4bfMPhoOAgGocoTxPjESGSPySQ6w63vUdRV7fI5cQHMU8KBdSH0oKnydi5QqZxcktC+0z9TlaD1u3qXg== | 2022-03-23 00:59 | Rooftop Air-to-Air Heat Pump Mixed Air Unit with Electric Backup | 15 | LCE - HVAC | Available | Doina Balea | Commercial | Active
7ca0acde-fc0f-eb11-8143-0050569043a6 | 4d3C/aCICldsNKuP/Q/7aPAHZiA5HHgZVv7preTTFbDsgouXwwZ6mH1a1aJG3JpRC1i5aCohrgW8wDpSBcg9+w== | 2022-03-23 00:59 | Rooftop Air-to-Air Heat Pump Mixed Air Unit with Gas Backup | 15 | LCE - HVAC | Available | Doina Balea | Commercial | Active
77a17b12-fe0f-eb11-8143-0050569043a6 | Rf7KN1FtLU1xtpPrdwI475G9VU6HCGx09g9/ZBDR4EX/l/NIa/CdZFOF1jqtIM/HDeDYFCW2hFGyb7gVKQnJBw== | 2022-03-23 00:59 | Rooftop Air-to-Air Heat Pump Mixed Air Unit with Gas Backup and High-efficiency (>75%) HRV | 15 | LCE - HVAC | Available | Doina Balea | Commercial | Active
079d2a07-9314-ef11-8173-005056900b78 | xLcV0U4Ojk6c1R0XSGM4EOi/IaQ+YH2WqmOSMZOf2DO+GxARWuOH/JEcY5OHVqnnsCw69CoY1RG2pGzEbN/WeQ== | 2024-05-17 21:20 | Rooftop Air-to-Water Heat Pump | 15 | LCE - HVAC | Available | Doina Balea | Industrial | Active
ead16276-fa64-e811-9a34-005056907e1b | n70XWQeQHBXfqKw6zhrT+uNp6sm/0p2Q4s12Z4VIBJPtotDQH/Ok8pxd6noM8Oh4PxsXfmZuPN/SNNWCQ4lwkA== | 2022-03-23 00:59 | Rooftop Air-to-Water Heat Pump | 15 | LCE - HVAC | Available | Doina Balea | Commercial | Active
596e4134-4feb-e111-8626-0050569e014e | aooXFipbBf7www3j75JJuc7nn8ak+RxsDSvEwN1gBtOjkQBP4SOUuG04xCet+6KlWKtGaRPo93yLwE/TlzPlsw== | 2022-03-23 00:59 | Screw or snap in HID lamps | 4 | Custom Lighting | Available | Angee Watanabe | Commercial | Active
82692f24-58eb-e111-8626-0050569e014e | OqbY8xPtDKCT7G9l3HyLZhMahGLxOv2PMIeesnwsiVre9gb4zgfT9NF6Hn5M71ZikyBJnM3YGWkVU2mwR47afQ== | 2022-03-23 00:59 | Screw or snap in HID lamps | 4 | Lighting | Available | Angee Watanabe | Industrial | Active
0b606157-2826-e811-aa93-005056907e1b | hfEZoTaoO/7UEIj41WzaXJ4Jx7Fk5BoCZp/77HZDqxXzc4TOpRbM+wZKzpAy4XwYS/O0swf4XyYxssPQsyuHPw== | 2022-03-23 00:59 | SEM - Deemed Modelled Savings | 1 | SEM - Industrial Energy Manager | Available | Doina Balea | Industrial | Active
fac01288-5dbf-e711-8b5b-005056907e1b | m1mGqaOguLmsG8k+cG5fEaTgGx8R3qvHqc3rO0aGYm44GK3qViWICw6YhEFIsr25p6PRjJlmzOaKRuK8lx5JJw== | 2022-03-23 00:59 | SEM Cohort Model - Operational/ Behavioural Measures Supported by Formal Sustainment Plan | 5 | SEM Cohort | Available | Doina Balea | Industrial | Active
7048ab70-5dbf-e711-8b5b-005056907e1b | 9ZnqFLlRYYrNhVH3fP0CGJ3P0B3cCVZKIbrda5gH/lWVbcqE9SBM98+vH9JJtJ4a8HSbibtEz6a3IGF2EwJVoA== | 2022-03-23 00:59 | SEM Cohort Model - Operational/ Behavioural Measures without Sustainment Plan | 1 | SEM Cohort | Available | Doina Balea | Industrial | Active
736e4134-4feb-e111-8626-0050569e014e | GK9HRELIdemtfDjkIkZpmJhrjPribuV7WGldnNz3QDt5CXffUzZPstNf4cGj+9PXwcSGcF+18Nv0KLdCcuO+qQ== | 2022-03-23 00:59 | Server power management software | 4 | Green IT | Available | Angee Watanabe | Commercial | Active
616e4134-4feb-e111-8626-0050569e014e | DLgRa9Qg9bpb/CxG+8yKDFrPjN97sMbsAeegZZ98MZ2tFeYymB4dgD7S5bxNxDmV1kIv39OMljOsXdE3KJLBCg== | 2022-03-23 00:59 | Server virtualization | 8 | Data Server | Available | Angee Watanabe | Commercial | Active
cfed3051-3bf1-ee11-8176-0050569043a6 | BY8litLEH2XYGddWnG4htMky+MXjQNd/eT6DopMX+kvrVgbeY1xQN8mJXEFex67eblrmPDytXGsQ3jUO6HQK5g== | 2024-04-02 21:53 | Sewage Heat Recovery Heat Pump | 15 | LCE - Domestic Hot Water | Available | Doina Balea | Industrial | Active
0c5eb767-fb64-e811-9a34-005056907e1b | fZjbuCZQp95nyX+AXAdR7plJvHrYT1ZWm8wec++ymQSjIslK9nFfbel3X7oedczcmmmR6DnTJoq/1uj1a8jBTA== | 2022-03-23 01:07 | Sewage Heat Recovery Heat Pump | 15 | LCE - Domestic Hot Water | Available | Doina Balea | Commercial | Active
17a0b6bf-4613-e211-9655-0050569e014e | KrTPhMSUJWYFN91q7iPEJu8XeXTtcueZ7S13MuAkz4PRA1eJgYRCSRBAdq66HfalbHw/fZYXmbifFUmrDeaIwQ== | 2022-03-23 00:59 | Shading (concrete) | 25 | Building Envelope | Available | Angee Watanabe | Commercial | Active
15a0b6bf-4613-e211-9655-0050569e014e | RX5Qi6T/HaR8PXnflPaIybHOHa9HdeEJO7SFs1lHPNgFjKD8lOCyK36EbN3s+DfCcZ3COsBgnh4nByG3RC/FCw== | 2022-03-23 00:59 | Shading (motorized) | 15 | Building Envelope | Available | Angee Watanabe | Commercial | Active
94375eb4-c35a-e211-a855-0050569e014e | NA6ORygnI80wrTd1fRFr4NP+1+RosgeMvxcqp/gjdMpyDJyyyvxW16fd386UH3qb07kTZp4O4wcD+p59D21Rpw== | 2022-03-23 00:59 | Smaller fans and blowers | 10 | Fans and Blowers | Available | Doina Balea | Industrial | Active
d21e8c63-c35a-e211-a855-0050569e014e | Rxu0JhMTIkjR8IFmj4SK6d4P8TnOzW6VhVNaZ2FnbAFhgkhIt1g+MxqmqnlTEMcI3gRuDtgOAhECBGwoyUbtYw== | 2022-03-23 00:59 | Smaller Pumps | 13 | Pumps | Available | Doina Balea | Industrial | Active
676aa7af-b8dc-ee11-8175-0050569043a6 | LWQ3cocO+sBivHEqAd0cIi3rBd2S3eX+NJ6dsnbcoxPVwKfWCH/wLOC9kGdL6LJf6rhJVAIyENtploxqwmk4qw== | 2024-03-14 17:00 | Solar Panel PV | 20 | Load Displacement - Solar | Available | Doina Balea | Commercial | Active
7bf96b5a-c65a-e211-a855-0050569e014e | AwRaoMWPhJFD9aLjnR4if8yjnZKCTdcCCw3m/hNrDtuEAoz9pUo7AIh6PxCyDI8Vr8guXZeJjn8Ey0K1RSeDpA== | 2022-03-23 00:59 | Solar Panel PV | 20 | Load Displacement - Solar | Available | Doina Balea | Industrial | Active
eb7e6249-b9dc-ee11-8175-0050569043a6 | yPcB6XNvjWaqkULbYdV9WtiLp9A1oaxdK81L9S1tXp5jrYPOs+nvMilQCUxNXktmGZ8EfrycJy+us7Nc0Aa3sw== | 2024-03-07 19:31 | Solar Panel Thermal | 20 | Load Displacement - Solar | Available | Doina Balea | Commercial | Active
09f3d168-c65a-e211-a855-0050569e014e | GPnhm8kZjFKQRd1BX22dn0g0DMq3OaUyjhyStHAYUfPzV3D0IHwUCVLs8rILMUrm9ZJaOZ1S3sO0qVjrqYPPdw== | 2022-03-23 00:59 | Solar Panel Thermal | 20 | Load Displacement - Solar | Available | Doina Balea | Industrial | Active
0258376b-55eb-e111-8626-0050569e014e | 201WN54EmjJSquO0nPTp8hLd4ZCyE3sFE5sB4l8l7zUkS6ScKzo9HVSI42yRZ4ThqxosyJuJtT2398A0zEwRRQ== | 2022-03-23 00:59 | Steam traps | 6 | Process | Available | Angee Watanabe | Industrial | Active
baae4bee-51eb-e111-8626-0050569e014e | S5WwQNvVnPSlVCFlfOncjs5ul7ho5viYSTUXvaIlxgH0fj8UL3+xjuI6A7AxCJs6w4a1CkUC/vjAC0XBfEi7xg== | 2022-03-23 00:59 | Strip curtains | 4 | Refrigeration | Available | Angee Watanabe | Commercial | Active
b257376b-55eb-e111-8626-0050569e014e | ymj5hODpKlk5+xTciMdXItSnSCHGJUVAgnJNbTi7WrdIgZ2vcr2TXuetPzT8bfCWLVsf/IJCFccNQiERhdn0rg== | 2022-03-23 00:59 | Switch from compressed air to a more efficient end use | 15 | Compressed Air | Available | Angee Watanabe | Industrial | Active
0b4924b3-641f-ef11-8174-005056900b78 | Xu0ZE5SuKHXFfbvxnPoji4pvIuDet3+VltROpoWtKGc0ZbvthasskMlh4yMCoAvyhRKo+3061tsJqPU+GLwiNg== | 2024-08-14 16:57 | Synchronous Belts | 10 | Motors and Drives | Available | Doina Balea | Industrial | Active
0c057624-57eb-e111-8626-0050569e014e | lj4miQv8LenPFAPG/6+aUO3gDcn9f4khchtEQz80SE1vuWUNiG2v3nWapYfegF3RWYv8XGlv4yqMTtwOKU5waQ== | 2022-03-23 00:59 | Tailings piping modification | 10 | Pumps | Available | Angee Watanabe | Industrial | Active
edef1ab5-5045-ef11-8175-005056900b78 | 0bMXpXR+5J8blgehps40frKjzWx8ajkaYuL7VP9YrtTl7+ocPQAQwpHjLXkM3bAvFqoI++SVJoyfYXTftfWptw== | 2024-07-18 21:57 | Thermal Storage | 10 | Energy Storage | Available | Doina Balea | Industrial | Active
156ee378-5145-ef11-8175-005056900b78 | 1QGXRWpSLLhFAwNnMbdmtADxlbr/toeFuxbTXswYB/hfI3rTqKXX0RWtzDbohddLZK+/dwsa84qpbSvuQAUBhw== | 2024-07-18 22:03 | Thermal Storage | 10 | Energy Storage | Available | Doina Balea | Commercial | Active
6d47a93b-e810-e311-9e5c-0050569e014e | FR2+5eiuvvb3Hy/8OOUTo3KBBvUtWHGW+hLSF1W7FFBUDw8L2Qg3x9MagSRvocBbKwjIyRMk/zfJb2MozSyZjA== | 2022-03-23 00:59 | Top Tier Energy Star IT Equipment | 4 | Green IT | Available | Doina Balea | Commercial | Active
8aefae9e-fc99-ea11-813e-0050569043a6 | oApHcvnGBGjh4o4KpgmzC5eqj0aUGGRYrfJXKcBTTkvoD3A897g2XEYMbAY+jqx+EJ6WYKT9sbfYOkEifZuahA== | 2022-03-23 00:59 | Tubular LED Lamps | 15 | Custom Lighting | Available | Doina Balea | Commercial | Active
b76b66fa-fc99-ea11-813e-0050569043a6 | uWQRwVpcUlvSuy7DplF7JoOQbLOon/t52F/tge6gfgVxDf0Yt66haIx2tqeRhKrmQOysuqXBnHoNkB68ZtgP6Q== | 2022-03-23 00:59 | Tubular LED Lamps | 15 | Lighting | Available | Doina Balea | Industrial | Active
17d02d7d-c65a-e211-a855-0050569e014e | 0Z2abmvE6PaDzt/40cz95ziLe7owMwli9mw5pLxE12hmJrORWFiD/Zj9LtJG2tG5INGNz8rXCD2qaL67X5S8tw== | 2022-03-23 00:59 | Turbo-Generator | 20 | Load Displacement - Hydro | Available | Doina Balea | Industrial | Active
756e4134-4feb-e111-8626-0050569e014e | Zj++5j8x7x/qkjvKcaSeEvdXgmEcCopru7Q7TkWZ2fSHm7pMeVIk/ShGf+oPd0JEH9T8VwdmPKriIBLQVEblVg== | 2022-03-23 00:59 | Uninterruptible power supply | 16 | Green IT | Available | Angee Watanabe | Commercial | Active
0d059872-4217-ef11-8173-005056900b78 | Y5h1W6csf/kWrlATzZKhptQsOtIto4RS/jqdC0pnT6Z+uASEm3R03N6ad1Rn97GxdpuEw0CO4yyBJO4bQw1RBw== | 2024-05-21 07:19 | Variable Speed Drive with a Programmed Set Point or Controlled by a Feedback Signal from a Process Variable (Not Operator Adjustable) | 10 | Process | Available | Doina Balea | Industrial | Active
c92db475-3a29-e811-aa93-005056907e1b | nW6vFvSqSR8n37Z3Xv+8sIEsFOxw814t99vIixuj4euK5OIRZP6KwuuaqYnOkMdYqIEFpQSkJHb5bfV/fbbDdQ== | 2022-03-23 00:59 | Variable Speed Drive with a programmed set point or controlled by a feedback signal from a process variable (not operator adjustable) – Air Displacement | 10 | Fans and Blowers | Available | Doina Balea | Industrial | Active
b489176f-2513-ef11-8173-005056900b78 | N3qwwd+lHlTgoJnvogavy1mn2iEa/6ZfIy0OZNPduNMxvKjaRtirsMd+bQPn+RJ5W7hviWp2iuNkG/dPDxjjJg== | 2024-05-16 01:42 | Variable Speed Drive with a programmed set point or controlled by a feedback signal from a process variable (not operator adjustable) – Compressors | 10 | Refrigeration | Available | Doina Balea | Industrial | Active
69189bbe-2613-ef11-8173-005056900b78 | Z7vxtQoS+12/74LV1wcuWgBkN7Y9M0A23ZriA0rODWbJFm26G2NzEfE2HPDquWJ1V5HRRLbwF7PMtJDs+uRHSA== | 2024-05-16 01:51 | Variable Speed Drive with a programmed set point or controlled by a feedback signal from a process variable (not operator adjustable) – Compressors | 10 | Refrigeration | Available | Doina Balea | Commercial | Active
59f0b0af-6a1f-ef11-8174-005056900b78 | dKGwar2iVA2kSpzUAj7V5R1WUKGd6aDbhCF6FlDe1w4vPGHKZygB2XhlCQBdk7djf7joLNtEjILNS4ctJito8A== | 2024-08-14 16:55 | Variable Speed Drive with a Programmed Set Point or Controlled by a Feedback Signal From a Process Variable (Not Operator Adjustable) – Conveyance | 10 | Motors and Drives | Available | Doina Balea | Industrial | Active
948df1fd-1e74-e811-9a34-005056907e1b | Lo0MWXvbYr4PJebJfGjKPvsHhrG1EUVccjH43IOg3pESCo/TrMwRQxXnRy5L9iBzqURFbPyyPtHRVD0xur7FHA== | 2022-03-23 00:59 | Variable Speed Drive with a programmed set point or controlled by a feedback signal from a process variable (not operator adjustable) – Natural Gas Compression | 10 | Natural Gas Compression | Available | Doina Balea | Industrial | Active
9d8b7ef0-3929-e811-aa93-005056907e1b | Z1AGZbTFfYm+iQn77+zvohAzx4jn9SeACOEfKkCQUKUHqHvg8nJW6FvjalENeInZDxlmPrYjC+Jzyf6PlTEV2w== | 2022-03-23 00:59 | Variable Speed Drive with a programmed set point or controlled by a feedback signal from a process variable (not operator adjustable) – Pumping | 10 | Pumps | Available | Doina Balea | Industrial | Active
b814a079-9abf-e511-95b0-005056907e1b | YjN0Cat3XAEYEeiGasn5Tu0ZEavpoYMtTKq3rvMUut1nqcI6JVzdqrIOjT8vb96E72ezYsKiyUP//d23sx5Wsw== | 2022-03-23 01:07 | Ventilation control upgrade | 10 | HVAC | Available | Doina Balea | Industrial | Active
3d6e4134-4feb-e111-8626-0050569e014e | rbKmJXDjPHemjIY5RaeR2bXwIKGBLKL+4D6CR54UaBRei5Awfp8wenI/hC/sR3xIRgS9byu0xayyAaO0zr5wwA== | 2022-03-23 00:59 | Ventilation control upgrade | 10 | Advanced Energy Office | Available | Angee Watanabe | Commercial | Inactive
a76e4134-4feb-e111-8626-0050569e014e | R84xHdA2+0WPqP1ThspFNh08gQzhseKZQJw6pG0FkUYk8TpokkFOQesWWgPVyx9Gkmt50jENaQgS6ef8t98jvA== | 2022-03-23 01:07 | Ventilation control upgrade | 10 | HVAC | Available | Angee Watanabe | Commercial | Active
0658376b-55eb-e111-8626-0050569e014e | Y04XkD+Yn7Jh37jU3JUlrQvAcw7g9c8zVA1FdxtngwYfmCfVDkaXGpgsGHqvaxYX+LxMa+5iESiK+G0eR9hqQQ== | 2022-03-23 00:59 | Vertical axis grinder | 15 | Process | Available | Angee Watanabe | Industrial | Active
65d0e205-e810-e311-9e5c-0050569e014e | hMn5KGq/esUb6OSz7OE5eFIePu/Aktz2Whrq5YZpYNTds366uG0jPBarPM86nIgri/e0pQnMW/wtMDY/YYco/Q== | 2022-03-23 00:59 | Virtual Desktops – Thin Clients | 4 | Green IT | Available | Doina Balea | Commercial | Active
ecae7f91-0d2f-e411-b477-005056907e1b | sg7RrSNRcUaKNFN7RuqSlZ34t82hZrzwRqQ1CD0mCpkoc+MGszxVIiZ3ZV+m040vWZSA0zsHxDgF6DlWLFXunQ== | 2022-03-23 00:59 | Wall Insulation Increase | 30 | Building Envelope | Available | Doina Balea | Commercial | Active
9aca0ec6-df0c-e211-9655-0050569e014e | kGX0E/3Be1OnFKSwaStosGkik518b3Ync8PuCPHDu/tFobQXKati3sr82Tr1AXEtwF6lBDnQO3naVeyYEs/pqQ== | 2022-03-23 00:59 | Waste heat reclaim | 10 | Compressed Air | Available | Angee Watanabe | Industrial | Active
c693f088-9abf-e511-95b0-005056907e1b | xrcJUyx0H5lJjJKEx6h/7B+2+jwGHeYmo7PJXGpGSGGMI3B7TM67MLdXW5EP/CT2A5vC5KdLx7FMIWt0FSv71Q== | 2022-03-23 01:07 | Water distribution piping retrofit | 18 | HVAC | Available | Doina Balea | Industrial | Active
3f6e4134-4feb-e111-8626-0050569e014e | pXkE0SXStOX0XfVSzxLeMBs6WVlvHgtQCWZ6vfxLJaNG3MIHoEDvSqj9cZyxBTWuhriN0Uylfe4heC8urZrI0Q== | 2022-03-23 00:59 | Water distribution piping retrofit | 18 | Advanced Energy Office | Available | Angee Watanabe | Commercial | Inactive
a96e4134-4feb-e111-8626-0050569e014e | b3lbxMpEPp5mqbwQ8eJa4a9FuJKUE20bgcbwxHeeVFTZKBiRFWd7qN83RMZA1UU96pToyJw1/1dC3gWggG35fw== | 2022-03-23 01:07 | Water distribution piping retrofit | 18 | HVAC | Available | Angee Watanabe | Commercial | Active
cfe09969-99bf-e511-95b0-005056907e1b | zRG61ony0M4M5jEzJfHaNMVp0MC7sDDXQGVHnwGPvW4Kk8f/LofG18AYXF1ntcl7giQb+J1osmwNkcmB1d3fRg== | 2022-03-23 00:59 | Water heater controls | 15 | Domestic Hot Water | Available | Doina Balea | Industrial | Active
6d6e4134-4feb-e111-8626-0050569e014e | 1QrHICDYIpYDcq1gPkNZfYqdDFeHCzBzpKOkEfKI2TsTiID1r+WA/bsfUkv9Fg1LHaergg7iK+QhoTWY5NX2gw== | 2022-03-23 00:59 | Water heater controls | 15 | Domestic Hot Water | Available | Angee Watanabe | Commercial | Active
191052a5-9314-ef11-8173-005056900b78 | ltUh0SSWI8tfZVFVI8ZoN3dFWGixk3sabfdXa7JQFKyYQg7ahZq+BYL25cnDyBB87hr46Lbrpot35HSs4x/pFg== | 2024-05-17 21:23 | Water Source VRF Distributed Heat Pumps | 22 | LCE - HVAC | Available | Doina Balea | Industrial | Active
f71f10e9-fa64-e811-9a34-005056907e1b | u1+96jSJHlEojP/r3ma9WWgMTxDErPqS/e351D093CEAjUiN2LF8h+ogd2d4iyb1CtdD59FUO9N0wbldohyX+A== | 2022-03-23 00:59 | Water Source VRF Distributed Heat Pumps | 22 | LCE - HVAC | Available | Doina Balea | Commercial | Active
d37239d9-625a-ef11-817a-0050569043a6 | xP9BOaopT0Oj6yuFi08ZmVb2O3pm8vxMdkLn96gDukDUsDkFMo0z8yAnnKCS8xehOYzK+xmTG+gkX52V97yO1Q== | 2024-08-14 17:30 | Water-to-Air (Water-Source) Distributed Heat Pumps | 18 | HVAC | Available | Doina Balea | Industrial | Active
d625641e-635a-ef11-817a-0050569043a6 | hBNXtCJxagDjrAJhd/ndeB2zFeB8GUUfCPwzx8UkjOrfs+0uZ+6gakeO5bkheEV73Q0Y5YTXq5FfAY1zAnq+Zw== | 2024-08-14 17:32 | Water-to-Air (Water-Source) Distributed Heat Pumps | 18 | HVAC | Available | Doina Balea | Commercial | Active
924b3f64-635a-ef11-817a-0050569043a6 | /oFF8NpWwCZobU7V+uF5lmRWb9LxIxhP/OXNH7zfpSAb+IOrkv7peKORKH58gwRI7S8NELNzdeu5yQuox+iC/g== | 2024-08-14 17:34 | Water-to-Air (Water-Source) Distributed Heat Pumps | 18 | LCE - HVAC | Available | Doina Balea | Industrial | Active
7c13d596-635a-ef11-817a-0050569043a6 | +jo999DgJt3/p/Vguu00Yt2aHyxmWD7pJ2xgQzZD0JNQ0MiA7lonAdQ6ZhdCdkY5wg7DfYfCsy+azaH0c68s4Q== | 2024-08-14 17:35 | Water-to-Air (Water-Source) Distributed Heat Pumps | 18 | LCE - HVAC | Available | Doina Balea | Commercial | Active
3482930f-9414-ef11-8173-005056900b78 | yl23Z7o172MVmeY8yqa0nUzBb3R5cvzakrgNwjKpoqp9W7no0Hi2fjURElc6/R2/n/LNeS2oFMbwNYjru7YfoQ== | 2024-05-17 21:26 | Water-to-Water Heat Pump | 15 | LCE - HVAC | Available | Doina Balea | Industrial | Active
dcc42379-3bf1-ee11-8176-0050569043a6 | wX5rcb3WoOkvtlhJpTmcHOwSqVWBYM9XgH8vHqY1L0uynprN2JtQ0ewSIYJDLzkAtFKI2EjcJ9x9/XG6u9QSAg== | 2024-04-02 21:54 | Water-to-Water Heat Pump | 15 | LCE - Domestic Hot Water | Available | Doina Balea | Industrial | Active
8f40aa29-fa64-e811-9a34-005056907e1b | LlSl9yJM08yz+2rG7r+m/szWLAyQ2rUAMRKmlIjKw0O3QsQ+Px3CUcGRskz9fZn69I/n/ufym/09KAkykqqz2w== | 2022-03-23 00:59 | Water-to-Water Heat Pump | 15 | LCE - HVAC | Available | Doina Balea | Commercial | Active
e020f654-fb64-e811-9a34-005056907e1b | ZaHwz2+uviy+pZ1VNN481CzLlR8ruDINLN3SR3V3zjdoXy1FM4BzdqU9asW0wyCQYvCeLijDIBYZDgVWXA+saw== | 2022-03-23 00:59 | Water-to-Water Heat Pump | 15 | LCE - Domestic Hot Water | Available | Doina Balea | Commercial | Active
d330542c-d170-ef11-817b-0050569043a6 | SDZcB6e7wUrRTSCU8Aje2rl4LY1xhi0E6U0TqosB7aWMu4gKZvmH6qyNTx/LmdAmEgOCNJRIY4GHGDlHhjfm5A== | 2025-01-19 21:35 | Wind Turbine | 20 | Load Displacement - Wind | Available | Doina Balea | Industrial | Active
f23ae27c-5c25-f011-8184-0050569043a6 | gNAOD0VfwtBmJHjyKg35yY3CtA2sgXcfInrmUFh6H86Kuy9VnYglykIXnNNQOey8YmsFS+60uELGLoAjIrbJOA== | 2025-04-30 00:46 | Window Film | 10 | Building Envelope | Available | Doina Balea | Commercial | Active

## Validation (hidden)
Version Tracking
Version | Date | Revision Description | Editor
Vx.0x | yyyy-mm-dd | What changes were made | Editor name
V3.0 | 2022-05-18 | none | Salah Mahdi
Validation
This tool has been validated in accordance with EGBC PPMP guidelines and BC Hydro validation procedures.
Developer |  | Author | Validation Checked and Reviewed

## Instructions
Custom-Lite Workbook Version 3.7 July 2025
CleanBC Custom-Lite Incentives
Instructions
Note:
If applying for energy study funding, applicants to complete 1- Project Info sheet. Send to BC Hydro Key Account Manager (KAM) for review.
If applying for direct-to-incentive, applicants to complete 1- Project Info sheet and 2- Study Results sheet. Send to BC Hydro KAM for review along with existing energy study report and energy calculations.
Step 1: Project Info Tab
Enter Customer and Project details
  Enter date
  Enter the name of the customer
  Enter a building name
  Enter Contractor/consultant name
Confirm if selected contractor/consultant is registered with BC Hydro Alliance
Provide existing building areas, type, operating hours and electrical connection details (if known, but it must be entered at study stage)
  Enter the stationary end uses within the system boundary, their corresponding fossil fuel type, and the proposed LCE measure to impact that end use
Enter the existing building electrical consumption and corresponding rate including
  annual purchased electricity (from the energy bills use the year with the usual building operating hours)
  average annual peak demand and
  average monthly peak demand
Enter the existing building fossil fuels consumption
  Enter the corresponding fuel quantity based on the units provided (from the energy bills use the year with the usual building operating hours)
  Enter the approximate rate in $/unit for the fuel specified
Describe existing unit/system (size, service area, operating schedule etc. ) Indicate if unit/system is at the end of life.
Enter existing unit/system heating end use, its corresponding fossil fuel type, and the proposed electrification measure to impact that end use.
Describe the proposed electrification measure. Indicate here if more than one electrification measure is proposed. Describe the additional measure. If application is approved, an additional study results spreadsheet will be unlocked for additional measure data inputs.
Enter any further information on the expected additional benefits that may be expected from the project including Carbon Tax Credits, 3rd party funding, or other.
Describe a possible implementation schedule.
Step 2: Study Results Tab
Note: Once the Application submission is approved by BC Hydro, applicant is to fill out the 2- Study spreadsheet.
Equipment selections sheets (in pdf format) from the vendors must be provided along with additional energy calculations and incremental costing estimates. The calculations and estimates shall be provided in electronic format or entered in the Supporting Information spreadsheet .
If applicable, update name and contact info of the prime contractor/consultant who filled out this section and the date of Study Results inputs
Confirm that proposed LCE measures match the measures proposed in Application section. Update if applicable. In case of more than one proposed electrification measure, an additional study results spreadsheet will be unlocked for additional measure data inputs
Provide updates to baseline and proposed measures electricity and fuel consumption. If proposed electrification measure replaces the end of life existing unit, enter the total existing annual building electricity and fuel consumption adjusted with the consumption of a new equivalent replacement unit (baseline) currently available on market (i.e. new gas fired rooftop unit with better furnace efficiency and more efficient fans). If proposed electrification measure will be just added to an existing system (i.e. sewage heat recovery heat pump water heater) copy the existing electricity and fuel consumption numbers from the application tab
Enter the building annual electricity consumption, annual peak, and average monthly peak demand post electrification measure installation
Enter the building annual quantity of fuels consumed post electrification measure installation
If main switch capacity is exceeded , BC Hydro will follow up to discuss load impacts on your electric service]
Enter a 'best estimate' value for the costs of the baseline (if applicable)
Enter a 'best estimate' value for the costs to implement the electrification measure
GHG conversions are based on the BC Best Practices Methodology for Quantifying GHG Emissions

## 1- Project Info
The purpose of this application form is to provide guidance on collecting information needed to propose Low-Carbon Electrification (LCE) opportunities and determine whether further study is warranted for the CleanBC Custom Lite program. | [8 empty] | Custom-Lite Workbook Version 3.7 July 2025
Customer and project details
[7 empty] | Date: |  | yyyy-mm-dd
Customer Details
Company Legal Name:
Company Head Office Address:
|  | Site Address: |  |  |  |  | City:
|  | Primary Contact Name: |  |  | Phone:
Email:
Primary Contractor / Consultant Details
Company Legal Name:
|  | Address: |  |  |  | City:
|  | Primary Contact Name: |  |  |  | Phone:
Email:
Are they registered with BC Hydro Alliance?
Project Details
Building Name:
Is this building/project currently registered in ENERGY STAR Portfolio Manager?
If applicable, enter BC Hydro KAM name (or BC Hydro Representative):
If applicable, enter name of BC Hydro Sponsored Energy Manager:
|  | Email: |  |  |  |  | Phone:
Questions for contractor / consultant | [9 empty] | average persistance | #DIV/0!
Are they familiar with CleanBC Custom program study guidelines?
Has BC Hydro Conservation and Energy Management (CEM) Engineering, Alliance, or Business Help Line been consulted in the preparation of this application?
Building info
Building and electrical connection description
| Total Floorspace Area: |  |  | Unit: |  | Area to be studied: |  | Unit:
Building Use or type :
If known, enter main switch details below
Main Switch Size: |  |  |  | Amps
Voltage: |  |  |  | Volts |  |  | Daily operating profile: |  | hours per day
Phase: | [6 empty] | Weekly operating profile: |  | days per week
Main Switch Capacity |  |  |  | kW |  |  | Total Connected Load (if known) : |  | kW
Annual electricity consumption for project's site
Fill in the tables below using energy bills
[7 empty] | Quantity |  | Units
Electricity Tariff rate | [8 empty] | rate
Purchased annual electricity consumption | [8 empty] | kWh/yr
Annual peak demand | [8 empty] | kW
Average monthly peak demand | [8 empty] | kW
Annual energy cost | [6 empty] | 0 |  | $/year
Annual demand cost | [6 empty] | 0 |  | $/year
Total annual electricity costs | [6 empty] | 0 |  | $/year
Annual GHG emissions | [6 empty] | 0 |  | tCO2e/yr
Annual fuel consumption for project's site
[7 empty] | Quantity |  | Units
Natural Gas (GJ) | [8 empty] | GJ/year
Rate | [8 empty] | $/GJ
Annual fuel costs | [6 empty] | 0 |  | $/year
Annual equivalent input energy usage | [6 empty] | 0 |  | ekWh/yr
Emission factor | [6 empty] | 49.87 |  | C02e/GJ
GHG emissions | [6 empty] | 0 |  | tCO2e/yr
[6 empty] | Existing annual cost : | 0 |  | /year
[6 empty] | Existing annual GHG emissions : | 0 |  | tonne CO2e/year
Existing System Description
Describe the existing system under consideration
(include equipment type, size, hours of operation, and other pertinent information)
System Age (years):
Heating System
| End Uses |  | Existing System Type |  |  | Fuel Type |  | Proposed Electrification Measure |  |  | Persistance
1
Electrification measure description | [9 empty] | average persistance | #DIV/0!
Provide a brief description of the proposed electrification measure
Additional criterium
Identify any potential 3rd party funding for proposed measure
Will you receive any additional GHG offsets or GHG credits related to this project?
Project schedule
Describe a possible start date and estimated implementation date.
Conservation and energy management review
The low-carbon electrification application will be reviewed by BCH Conservation & Energy Management Engineering on behalf of CleanBC and will look for reasonable assumptions, appropriate methodology and results that are consistent with sound judgement and similar project experience. The customer/consultant will be given every opportunity to revise as needed. The application materials submitted will not be analyzed in sufficient detail to verify all calculations as the customer/consultant retains all responsibility for information provided.
Note on C86: [Threaded comment] Your version of Excel allows you to read this threaded comment; however, any edits to it will get removed if the file is opened in a newer version of Excel. Learn more: https://go.microsoft.com/fwlink/?linkid=870924 Comment: Standard BC Hydro Energy End Use Type.

## 2- Study Results
CleanBC Custom Lite Incentives |  | white, blue bordered cells for user inputs
Study Summary
BCH Project No. |  | Date Prepared
yyyy-mm-dd
Building Name |  |  |  | City
0
Prepared by
Name |  | Phone |  | Email
Proposed Electrification Measure
Energy End Use
[5 empty] | Estimated Measure Life of EM |  | years
Annual Electricity Consumption
| Baseline building performance |  |  |  | Building performance with electrification measure
| Quantity | Units |  |  | Quantity | Units
Tariff rate |  | rate |  |  |  | rate
Purchased |  | kWh/yr |  |  |  | kWh/yr
Annual peak demand |  | kW |  |  |  | kW
Avg monthly peak demand |  | kW |  |  |  | kW
Annual electricity consumption summary
Annual energy cost | 0 | $/year |  |  | 0 | $/year
Annual demand cost | 0 | $/year |  |  | 0 | $/year
Total annual electricity costs | 0 | $/year |  |  | 0 | $/year
Annual GHG emissions | 0 | tCO2e/yr |  |  | 0 | tCO2e/yr
Annual Fuel Consumption
| Baseline building performance |  |  |  | Building performance with electrification measure
| Quantity | Units |  |  | Quantity | Units
Natural Gas (GJ) |  | GJ/year |  |  |  | GJ/year
Rate |  | $/GJ/year |  |  |  | $/GJ/year
Annual fuel costs | 0 | $/year |  |  | 0 | $/year
Annual equivalent input energy usage | 0 | ekWh/yr |  |  | 0 | ekWh/yr
Emission factor | 49.87 | C02e/GJ |  |  | 49.87 | C02e/GJ
GHG emissions | 0 | tCO2e/yr |  |  | 0 | tCO2e/yr
| Baseline building performance |  |  |  | Building performance with electrification measure
Total connected Load | 0 | kW |  |  | 0 | kW
Main Switch Capacity |  | kW |  |  |  | kW
Capital and maintenance costs
Canadian Dollars only
| Baseline equipment |  |  |  | Proposed Electrification Measure
Equipment |  | $ |  |  |  | $
Installation |  | $ |  |  |  | $
Interconnection equipment | [5 empty] | $
interconnection installation | [5 empty] | $
Capital Cost Sub Total: | 0 | $ |  |  | 0 | $
Maintenance Cost (Labour and Materials) |  | $/year |  |  |  | $/year
Incremental project cost and benefit summary
Net Incremental GHG Emissions Over Measure Life |  |  |  |  | #VALUE! | tonneCO2e
Net Incremental Annual GHG Emissions |  |  |  |  | 0 | tCO2e/year
Positive values indicate emission increase, negative values indicate emission decrease
Net Incremental Electrical Energy |  |  |  |  | 0 | kWh / year
Net Incremental Electrical Annual Monthly Average Demand |  |  |  |  | 0 | kW
Net Incremental Fuel Consumption |  |  |  |  | 0 | GJ/year
| Baseline Case |  |  |  | Proposed Case
Project's Total Electricity Use Percentage | #DIV/0! | << based on building total energy >> |  |  | #DIV/0!
Project's Total Fuel Use Percentage | #DIV/0! | << based on building total energy >> |  |  | #DIV/0!
Net Incremental Capital Cost Without Incentive |  |  |  |  | 0
Net Incremental Maintenance Cost |  |  |  |  | 0 | per year
Net Incremental Energy Cost (Electricity and Fuel) |  |  |  |  | 0 | per year
Simple Payback Without Incentive (years)
Positive values indicate unit increase, negative values indicate unit decrease
Additional Notes:

## Study Review
Energy Study Review Date |  |  | day-month-year | day-month-year
Comment # | Sheet Name | Cell Reference | FIRST Review - by NAME EMAIL TEL | RESPONSE to First Review - by NAME EMAIL TEL
1 | Study Review | E1 | Please input the date of your response to review comments.
2 | Study Review | E2 | Please input your contact information.
3
4
5
6
7
8
9
10
11
12
13
14
15
16
17
18
19
20
21
22
23
24
25

## BC Hydro Peak Demand Calcs (hidden)
Copy/paste hourly results from your energy modelling software for the whole year (8760 hours). | [7 empty] | January | February | March | April | May | June | July | August | September | October | November | December
Only fill white double-bordered cells. |  |  |  |  | BC Hydro Peak Electric Demand (kW) | #NAME? |  | 1 | 2 | 3 | 4 | 5 | 6 | 7 | 8 | 9 | 10 | 11 | 12 | Annual Electric | Annual Fuel
Input energy end use name in row 13. | [5 empty] | 0 | Electric kWh/month | 0 | 0 | 0 | 0 | 0 | 0 | 0 | 0 | 0 | 0 | 0 | 0 | 0
For each energy end use, select the right energy source (electric / fuel) in row 12. |  |  |  |  | Annual Peak Electric Demand (kW) | 0 | Electric Max kW/month | 0 | 0 | 0 | 0 | 0 | 0 | 0 | 0 | 0 | 0 | 0 | 0 | 0
Make sure that hourly results of energy end uses in this sheet are all in ( kW ) |  |  |  |  | Annual Average Electric Demand (kW) | 0
Input outdoor air dry bulb temperature from the energy model in ( C ) in column "D". | [5 empty] | 0 | Fuel ekWh/month | 0 | 0 | 0 | 0 | 0 | 0 | 0 | 0 | 0 | 0 | 0 | 0 |  | 0
[6 empty] | 0 | Fuel GJ/month | 0 | 0 | 0 | 0 | 0 | 0 | 0 | 0 | 0 | 0 | 0 | 0 |  | 0
| Annual | Maximum | 0 | 0 | 0 | 0 | 0 | 0 | 0 | 0 | 0 | 0 | 0 | 0 | 0 | 0 | 0 | 0 | 0 | 0 | 0 | Annual | Maximum
| Annual | Average | #DIV/0! | #DIV/0! | #DIV/0! | #DIV/0! | #DIV/0! | #DIV/0! | #DIV/0! | #DIV/0! | #DIV/0! | #DIV/0! | #DIV/0! | #DIV/0! | #DIV/0! | #DIV/0! | #DIV/0! | #DIV/0! | #DIV/0! | 0 | 0 | Annual | Average
| Annual | Minimum | 0 | 0 | 0 | 0 | 0 | 0 | 0 | 0 | 0 | 0 | 0 | 0 | 0 | 0 | 0 | 0 | 0 | 0 | 0 | Annual | Minimum
| Annual | TOTAL | 0 | 0 | 0 | 0 | 0 | 0 | 0 | 0 | 0 | 0 | 0 | 0 | 0 | 0 | 0 | 0 | 0 | 0 | 0 | Annual | TOTAL
|  |  | Select Energy Source ===>>> | Electric | Electric | Electric | Electric | Electric | Electric | Electric | Electric | Electric | Electric | Fuel | Fuel | Fuel | Fuel | Fuel | Fuel | Electric | Fuel
Month | Day | Hour | Outdoor air dry bulb temperature ( C ) | Input energy end use name 1 | Input energy end use name 2 | Input energy end use name 3 | Input energy end use name 4 | Input energy end use name 5 | Input energy end use name 6 | Input energy end use name 7 | Input energy end use name 8 | Input energy end use name 9 | Input energy end use name 10 | Input energy end use name 11 | Input energy end use name 12 | Input energy end use name 13 | Input energy end use name 14 | Input energy end use name 15 | Input energy end use name 16 | Total Electric | Total Fuel
1 | 1 | 1 | [17 empty] | 0 | 0
1 | 1 | 2 | [17 empty] | 0 | 0
1 | 1 | 3 | [17 empty] | 0 | 0
1 | 1 | 4 | [17 empty] | 0 | 0
1 | 1 | 5 | [17 empty] | 0 | 0
1 | 1 | 6 | [17 empty] | 0 | 0
1 | 1 | 7 | [17 empty] | 0 | 0
1 | 1 | 8 | [17 empty] | 0 | 0
1 | 1 | 9 | [17 empty] | 0 | 0
1 | 1 | 10 | [17 empty] | 0 | 0
1 | 1 | 11 | [17 empty] | 0 | 0
1 | 1 | 12 | [17 empty] | 0 | 0
1 | 1 | 13 | [17 empty] | 0 | 0
1 | 1 | 14 | [17 empty] | 0 | 0
1 | 1 | 15 | [17 empty] | 0 | 0
1 | 1 | 16 | [17 empty] | 0 | 0
1 | 1 | 17 | [17 empty] | 0 | 0
1 | 1 | 18 | [17 empty] | 0 | 0
1 | 1 | 19 | [17 empty] | 0 | 0
1 | 1 | 20 | [17 empty] | 0 | 0
1 | 1 | 21 | [17 empty] | 0 | 0
1 | 1 | 22 | [17 empty] | 0 | 0
1 | 1 | 23 | [17 empty] | 0 | 0
1 | 1 | 24 | [17 empty] | 0 | 0
1 | 2 | 1 | [17 empty] | 0 | 0
1 | 2 | 2 | [17 empty] | 0 | 0
1 | 2 | 3 | [17 empty] | 0 | 0
1 | 2 | 4 | [17 empty] | 0 | 0
1 | 2 | 5 | [17 empty] | 0 | 0
1 | 2 | 6 | [17 empty] | 0 | 0
1 | 2 | 7 | [17 empty] | 0 | 0
1 | 2 | 8 | [17 empty] | 0 | 0
1 | 2 | 9 | [17 empty] | 0 | 0
1 | 2 | 10 | [17 empty] | 0 | 0
1 | 2 | 11 | [17 empty] | 0 | 0
1 | 2 | 12 | [17 empty] | 0 | 0
1 | 2 | 13 | [17 empty] | 0 | 0
1 | 2 | 14 | [17 empty] | 0 | 0
1 | 2 | 15 | [17 empty] | 0 | 0
1 | 2 | 16 | [17 empty] | 0 | 0
1 | 2 | 17 | [17 empty] | 0 | 0
1 | 2 | 18 | [17 empty] | 0 | 0
1 | 2 | 19 | [17 empty] | 0 | 0
1 | 2 | 20 | [17 empty] | 0 | 0
1 | 2 | 21 | [17 empty] | 0 | 0
1 | 2 | 22 | [17 empty] | 0 | 0
1 | 2 | 23 | [17 empty] | 0 | 0
1 | 2 | 24 | [17 empty] | 0 | 0
1 | 3 | 1 | [17 empty] | 0 | 0
1 | 3 | 2 | [17 empty] | 0 | 0
1 | 3 | 3 | [17 empty] | 0 | 0
1 | 3 | 4 | [17 empty] | 0 | 0
1 | 3 | 5 | [17 empty] | 0 | 0
1 | 3 | 6 | [17 empty] | 0 | 0
1 | 3 | 7 | [17 empty] | 0 | 0
1 | 3 | 8 | [17 empty] | 0 | 0
1 | 3 | 9 | [17 empty] | 0 | 0
1 | 3 | 10 | [17 empty] | 0 | 0
1 | 3 | 11 | [17 empty] | 0 | 0
1 | 3 | 12 | [17 empty] | 0 | 0
1 | 3 | 13 | [17 empty] | 0 | 0
1 | 3 | 14 | [17 empty] | 0 | 0
1 | 3 | 15 | [17 empty] | 0 | 0
1 | 3 | 16 | [17 empty] | 0 | 0
1 | 3 | 17 | [17 empty] | 0 | 0
1 | 3 | 18 | [17 empty] | 0 | 0
1 | 3 | 19 | [17 empty] | 0 | 0
1 | 3 | 20 | [17 empty] | 0 | 0
1 | 3 | 21 | [17 empty] | 0 | 0
1 | 3 | 22 | [17 empty] | 0 | 0
1 | 3 | 23 | [17 empty] | 0 | 0
1 | 3 | 24 | [17 empty] | 0 | 0
1 | 4 | 1 | [17 empty] | 0 | 0
1 | 4 | 2 | [17 empty] | 0 | 0
1 | 4 | 3 | [17 empty] | 0 | 0
1 | 4 | 4 | [17 empty] | 0 | 0
1 | 4 | 5 | [17 empty] | 0 | 0
1 | 4 | 6 | [17 empty] | 0 | 0
1 | 4 | 7 | [17 empty] | 0 | 0
1 | 4 | 8 | [17 empty] | 0 | 0
1 | 4 | 9 | [17 empty] | 0 | 0
1 | 4 | 10 | [17 empty] | 0 | 0
1 | 4 | 11 | [17 empty] | 0 | 0
1 | 4 | 12 | [17 empty] | 0 | 0
1 | 4 | 13 | [17 empty] | 0 | 0
1 | 4 | 14 | [17 empty] | 0 | 0
1 | 4 | 15 | [17 empty] | 0 | 0
1 | 4 | 16 | [17 empty] | 0 | 0
1 | 4 | 17 | [17 empty] | 0 | 0
1 | 4 | 18 | [17 empty] | 0 | 0
1 | 4 | 19 | [17 empty] | 0 | 0
1 | 4 | 20 | [17 empty] | 0 | 0
1 | 4 | 21 | [17 empty] | 0 | 0
1 | 4 | 22 | [17 empty] | 0 | 0
1 | 4 | 23 | [17 empty] | 0 | 0
1 | 4 | 24 | [17 empty] | 0 | 0
1 | 5 | 1 | [17 empty] | 0 | 0
1 | 5 | 2 | [17 empty] | 0 | 0
1 | 5 | 3 | [17 empty] | 0 | 0
1 | 5 | 4 | [17 empty] | 0 | 0
1 | 5 | 5 | [17 empty] | 0 | 0
1 | 5 | 6 | [17 empty] | 0 | 0
1 | 5 | 7 | [17 empty] | 0 | 0
1 | 5 | 8 | [17 empty] | 0 | 0
1 | 5 | 9 | [17 empty] | 0 | 0
1 | 5 | 10 | [17 empty] | 0 | 0
1 | 5 | 11 | [17 empty] | 0 | 0
1 | 5 | 12 | [17 empty] | 0 | 0
1 | 5 | 13 | [17 empty] | 0 | 0
1 | 5 | 14 | [17 empty] | 0 | 0
1 | 5 | 15 | [17 empty] | 0 | 0
1 | 5 | 16 | [17 empty] | 0 | 0
1 | 5 | 17 | [17 empty] | 0 | 0
1 | 5 | 18 | [17 empty] | 0 | 0
1 | 5 | 19 | [17 empty] | 0 | 0
1 | 5 | 20 | [17 empty] | 0 | 0
1 | 5 | 21 | [17 empty] | 0 | 0
1 | 5 | 22 | [17 empty] | 0 | 0
1 | 5 | 23 | [17 empty] | 0 | 0
1 | 5 | 24 | [17 empty] | 0 | 0
1 | 6 | 1 | [17 empty] | 0 | 0
1 | 6 | 2 | [17 empty] | 0 | 0
1 | 6 | 3 | [17 empty] | 0 | 0
1 | 6 | 4 | [17 empty] | 0 | 0
1 | 6 | 5 | [17 empty] | 0 | 0
1 | 6 | 6 | [17 empty] | 0 | 0
1 | 6 | 7 | [17 empty] | 0 | 0
1 | 6 | 8 | [17 empty] | 0 | 0
1 | 6 | 9 | [17 empty] | 0 | 0
1 | 6 | 10 | [17 empty] | 0 | 0
1 | 6 | 11 | [17 empty] | 0 | 0
1 | 6 | 12 | [17 empty] | 0 | 0
1 | 6 | 13 | [17 empty] | 0 | 0
1 | 6 | 14 | [17 empty] | 0 | 0
1 | 6 | 15 | [17 empty] | 0 | 0
1 | 6 | 16 | [17 empty] | 0 | 0
1 | 6 | 17 | [17 empty] | 0 | 0
1 | 6 | 18 | [17 empty] | 0 | 0
1 | 6 | 19 | [17 empty] | 0 | 0
1 | 6 | 20 | [17 empty] | 0 | 0
1 | 6 | 21 | [17 empty] | 0 | 0
1 | 6 | 22 | [17 empty] | 0 | 0
1 | 6 | 23 | [17 empty] | 0 | 0
1 | 6 | 24 | [17 empty] | 0 | 0
1 | 7 | 1 | [17 empty] | 0 | 0
1 | 7 | 2 | [17 empty] | 0 | 0
1 | 7 | 3 | [17 empty] | 0 | 0
1 | 7 | 4 | [17 empty] | 0 | 0
1 | 7 | 5 | [17 empty] | 0 | 0
1 | 7 | 6 | [17 empty] | 0 | 0
1 | 7 | 7 | [17 empty] | 0 | 0
1 | 7 | 8 | [17 empty] | 0 | 0
1 | 7 | 9 | [17 empty] | 0 | 0
1 | 7 | 10 | [17 empty] | 0 | 0
1 | 7 | 11 | [17 empty] | 0 | 0
1 | 7 | 12 | [17 empty] | 0 | 0
1 | 7 | 13 | [17 empty] | 0 | 0
1 | 7 | 14 | [17 empty] | 0 | 0
1 | 7 | 15 | [17 empty] | 0 | 0
1 | 7 | 16 | [17 empty] | 0 | 0
1 | 7 | 17 | [17 empty] | 0 | 0
1 | 7 | 18 | [17 empty] | 0 | 0
1 | 7 | 19 | [17 empty] | 0 | 0
1 | 7 | 20 | [17 empty] | 0 | 0
1 | 7 | 21 | [17 empty] | 0 | 0
1 | 7 | 22 | [17 empty] | 0 | 0
1 | 7 | 23 | [17 empty] | 0 | 0
1 | 7 | 24 | [17 empty] | 0 | 0
1 | 8 | 1 | [17 empty] | 0 | 0
1 | 8 | 2 | [17 empty] | 0 | 0
1 | 8 | 3 | [17 empty] | 0 | 0
1 | 8 | 4 | [17 empty] | 0 | 0
1 | 8 | 5 | [17 empty] | 0 | 0
1 | 8 | 6 | [17 empty] | 0 | 0
1 | 8 | 7 | [17 empty] | 0 | 0
1 | 8 | 8 | [17 empty] | 0 | 0
1 | 8 | 9 | [17 empty] | 0 | 0
1 | 8 | 10 | [17 empty] | 0 | 0
1 | 8 | 11 | [17 empty] | 0 | 0
1 | 8 | 12 | [17 empty] | 0 | 0
1 | 8 | 13 | [17 empty] | 0 | 0
1 | 8 | 14 | [17 empty] | 0 | 0
1 | 8 | 15 | [17 empty] | 0 | 0
1 | 8 | 16 | [17 empty] | 0 | 0
1 | 8 | 17 | [17 empty] | 0 | 0
1 | 8 | 18 | [17 empty] | 0 | 0
1 | 8 | 19 | [17 empty] | 0 | 0
1 | 8 | 20 | [17 empty] | 0 | 0
1 | 8 | 21 | [17 empty] | 0 | 0
1 | 8 | 22 | [17 empty] | 0 | 0
1 | 8 | 23 | [17 empty] | 0 | 0
1 | 8 | 24 | [17 empty] | 0 | 0
1 | 9 | 1 | [17 empty] | 0 | 0
1 | 9 | 2 | [17 empty] | 0 | 0
1 | 9 | 3 | [17 empty] | 0 | 0
1 | 9 | 4 | [17 empty] | 0 | 0
1 | 9 | 5 | [17 empty] | 0 | 0
1 | 9 | 6 | [17 empty] | 0 | 0
1 | 9 | 7 | [17 empty] | 0 | 0
1 | 9 | 8 | [17 empty] | 0 | 0
1 | 9 | 9 | [17 empty] | 0 | 0
1 | 9 | 10 | [17 empty] | 0 | 0
1 | 9 | 11 | [17 empty] | 0 | 0
1 | 9 | 12 | [17 empty] | 0 | 0
1 | 9 | 13 | [17 empty] | 0 | 0
1 | 9 | 14 | [17 empty] | 0 | 0
1 | 9 | 15 | [17 empty] | 0 | 0
1 | 9 | 16 | [17 empty] | 0 | 0
1 | 9 | 17 | [17 empty] | 0 | 0
1 | 9 | 18 | [17 empty] | 0 | 0
1 | 9 | 19 | [17 empty] | 0 | 0
1 | 9 | 20 | [17 empty] | 0 | 0
1 | 9 | 21 | [17 empty] | 0 | 0
1 | 9 | 22 | [17 empty] | 0 | 0
1 | 9 | 23 | [17 empty] | 0 | 0
1 | 9 | 24 | [17 empty] | 0 | 0
1 | 10 | 1 | [17 empty] | 0 | 0
1 | 10 | 2 | [17 empty] | 0 | 0
1 | 10 | 3 | [17 empty] | 0 | 0
1 | 10 | 4 | [17 empty] | 0 | 0
1 | 10 | 5 | [17 empty] | 0 | 0
1 | 10 | 6 | [17 empty] | 0 | 0
1 | 10 | 7 | [17 empty] | 0 | 0
1 | 10 | 8 | [17 empty] | 0 | 0
1 | 10 | 9 | [17 empty] | 0 | 0
1 | 10 | 10 | [17 empty] | 0 | 0
1 | 10 | 11 | [17 empty] | 0 | 0
1 | 10 | 12 | [17 empty] | 0 | 0
1 | 10 | 13 | [17 empty] | 0 | 0
1 | 10 | 14 | [17 empty] | 0 | 0
1 | 10 | 15 | [17 empty] | 0 | 0
1 | 10 | 16 | [17 empty] | 0 | 0
1 | 10 | 17 | [17 empty] | 0 | 0
1 | 10 | 18 | [17 empty] | 0 | 0
1 | 10 | 19 | [17 empty] | 0 | 0
1 | 10 | 20 | [17 empty] | 0 | 0
1 | 10 | 21 | [17 empty] | 0 | 0
1 | 10 | 22 | [17 empty] | 0 | 0
1 | 10 | 23 | [17 empty] | 0 | 0
1 | 10 | 24 | [17 empty] | 0 | 0
1 | 11 | 1 | [17 empty] | 0 | 0
1 | 11 | 2 | [17 empty] | 0 | 0
1 | 11 | 3 | [17 empty] | 0 | 0
1 | 11 | 4 | [17 empty] | 0 | 0
1 | 11 | 5 | [17 empty] | 0 | 0
1 | 11 | 6 | [17 empty] | 0 | 0
1 | 11 | 7 | [17 empty] | 0 | 0
1 | 11 | 8 | [17 empty] | 0 | 0
1 | 11 | 9 | [17 empty] | 0 | 0
1 | 11 | 10 | [17 empty] | 0 | 0
1 | 11 | 11 | [17 empty] | 0 | 0
1 | 11 | 12 | [17 empty] | 0 | 0
1 | 11 | 13 | [17 empty] | 0 | 0
1 | 11 | 14 | [17 empty] | 0 | 0
1 | 11 | 15 | [17 empty] | 0 | 0
1 | 11 | 16 | [17 empty] | 0 | 0
1 | 11 | 17 | [17 empty] | 0 | 0
1 | 11 | 18 | [17 empty] | 0 | 0
1 | 11 | 19 | [17 empty] | 0 | 0
1 | 11 | 20 | [17 empty] | 0 | 0
1 | 11 | 21 | [17 empty] | 0 | 0
1 | 11 | 22 | [17 empty] | 0 | 0
1 | 11 | 23 | [17 empty] | 0 | 0
1 | 11 | 24 | [17 empty] | 0 | 0
1 | 12 | 1 | [17 empty] | 0 | 0
1 | 12 | 2 | [17 empty] | 0 | 0
1 | 12 | 3 | [17 empty] | 0 | 0
1 | 12 | 4 | [17 empty] | 0 | 0
1 | 12 | 5 | [17 empty] | 0 | 0
1 | 12 | 6 | [17 empty] | 0 | 0
1 | 12 | 7 | [17 empty] | 0 | 0
1 | 12 | 8 | [17 empty] | 0 | 0
1 | 12 | 9 | [17 empty] | 0 | 0
1 | 12 | 10 | [17 empty] | 0 | 0
1 | 12 | 11 | [17 empty] | 0 | 0
1 | 12 | 12 | [17 empty] | 0 | 0
1 | 12 | 13 | [17 empty] | 0 | 0
1 | 12 | 14 | [17 empty] | 0 | 0
1 | 12 | 15 | [17 empty] | 0 | 0
1 | 12 | 16 | [17 empty] | 0 | 0
1 | 12 | 17 | [17 empty] | 0 | 0
1 | 12 | 18 | [17 empty] | 0 | 0
1 | 12 | 19 | [17 empty] | 0 | 0
1 | 12 | 20 | [17 empty] | 0 | 0
1 | 12 | 21 | [17 empty] | 0 | 0
1 | 12 | 22 | [17 empty] | 0 | 0
1 | 12 | 23 | [17 empty] | 0 | 0
1 | 12 | 24 | [17 empty] | 0 | 0
1 | 13 | 1 | [17 empty] | 0 | 0
1 | 13 | 2 | [17 empty] | 0 | 0
1 | 13 | 3 | [17 empty] | 0 | 0
1 | 13 | 4 | [17 empty] | 0 | 0
1 | 13 | 5 | [17 empty] | 0 | 0
1 | 13 | 6 | [17 empty] | 0 | 0
1 | 13 | 7 | [17 empty] | 0 | 0
1 | 13 | 8 | [17 empty] | 0 | 0
1 | 13 | 9 | [17 empty] | 0 | 0
1 | 13 | 10 | [17 empty] | 0 | 0
1 | 13 | 11 | [17 empty] | 0 | 0
1 | 13 | 12 | [17 empty] | 0 | 0
1 | 13 | 13 | [17 empty] | 0 | 0
1 | 13 | 14 | [17 empty] | 0 | 0
1 | 13 | 15 | [17 empty] | 0 | 0
1 | 13 | 16 | [17 empty] | 0 | 0
1 | 13 | 17 | [17 empty] | 0 | 0
1 | 13 | 18 | [17 empty] | 0 | 0
1 | 13 | 19 | [17 empty] | 0 | 0
1 | 13 | 20 | [17 empty] | 0 | 0
1 | 13 | 21 | [17 empty] | 0 | 0
1 | 13 | 22 | [17 empty] | 0 | 0
1 | 13 | 23 | [17 empty] | 0 | 0
1 | 13 | 24 | [17 empty] | 0 | 0
1 | 14 | 1 | [17 empty] | 0 | 0
1 | 14 | 2 | [17 empty] | 0 | 0
1 | 14 | 3 | [17 empty] | 0 | 0
1 | 14 | 4 | [17 empty] | 0 | 0
1 | 14 | 5 | [17 empty] | 0 | 0
1 | 14 | 6 | [17 empty] | 0 | 0
1 | 14 | 7 | [17 empty] | 0 | 0
1 | 14 | 8 | [17 empty] | 0 | 0
1 | 14 | 9 | [17 empty] | 0 | 0
1 | 14 | 10 | [17 empty] | 0 | 0
1 | 14 | 11 | [17 empty] | 0 | 0
1 | 14 | 12 | [17 empty] | 0 | 0
1 | 14 | 13 | [17 empty] | 0 | 0
1 | 14 | 14 | [17 empty] | 0 | 0
1 | 14 | 15 | [17 empty] | 0 | 0
1 | 14 | 16 | [17 empty] | 0 | 0
1 | 14 | 17 | [17 empty] | 0 | 0
1 | 14 | 18 | [17 empty] | 0 | 0
1 | 14 | 19 | [17 empty] | 0 | 0
1 | 14 | 20 | [17 empty] | 0 | 0
1 | 14 | 21 | [17 empty] | 0 | 0
1 | 14 | 22 | [17 empty] | 0 | 0
1 | 14 | 23 | [17 empty] | 0 | 0
1 | 14 | 24 | [17 empty] | 0 | 0
1 | 15 | 1 | [17 empty] | 0 | 0
1 | 15 | 2 | [17 empty] | 0 | 0
1 | 15 | 3 | [17 empty] | 0 | 0
1 | 15 | 4 | [17 empty] | 0 | 0
1 | 15 | 5 | [17 empty] | 0 | 0
1 | 15 | 6 | [17 empty] | 0 | 0
1 | 15 | 7 | [17 empty] | 0 | 0
1 | 15 | 8 | [17 empty] | 0 | 0
1 | 15 | 9 | [17 empty] | 0 | 0
1 | 15 | 10 | [17 empty] | 0 | 0
1 | 15 | 11 | [17 empty] | 0 | 0
1 | 15 | 12 | [17 empty] | 0 | 0
1 | 15 | 13 | [17 empty] | 0 | 0
1 | 15 | 14 | [17 empty] | 0 | 0
1 | 15 | 15 | [17 empty] | 0 | 0
1 | 15 | 16 | [17 empty] | 0 | 0
1 | 15 | 17 | [17 empty] | 0 | 0
1 | 15 | 18 | [17 empty] | 0 | 0
1 | 15 | 19 | [17 empty] | 0 | 0
1 | 15 | 20 | [17 empty] | 0 | 0
1 | 15 | 21 | [17 empty] | 0 | 0
1 | 15 | 22 | [17 empty] | 0 | 0
1 | 15 | 23 | [17 empty] | 0 | 0
1 | 15 | 24 | [17 empty] | 0 | 0
1 | 16 | 1 | [17 empty] | 0 | 0
1 | 16 | 2 | [17 empty] | 0 | 0
1 | 16 | 3 | [17 empty] | 0 | 0
1 | 16 | 4 | [17 empty] | 0 | 0
1 | 16 | 5 | [17 empty] | 0 | 0
1 | 16 | 6 | [17 empty] | 0 | 0
1 | 16 | 7 | [17 empty] | 0 | 0
1 | 16 | 8 | [17 empty] | 0 | 0
1 | 16 | 9 | [17 empty] | 0 | 0
1 | 16 | 10 | [17 empty] | 0 | 0
1 | 16 | 11 | [17 empty] | 0 | 0
1 | 16 | 12 | [17 empty] | 0 | 0
1 | 16 | 13 | [17 empty] | 0 | 0
1 | 16 | 14 | [17 empty] | 0 | 0
1 | 16 | 15 | [17 empty] | 0 | 0
1 | 16 | 16 | [17 empty] | 0 | 0
1 | 16 | 17 | [17 empty] | 0 | 0
1 | 16 | 18 | [17 empty] | 0 | 0
1 | 16 | 19 | [17 empty] | 0 | 0
1 | 16 | 20 | [17 empty] | 0 | 0
1 | 16 | 21 | [17 empty] | 0 | 0
1 | 16 | 22 | [17 empty] | 0 | 0
1 | 16 | 23 | [17 empty] | 0 | 0
1 | 16 | 24 | [17 empty] | 0 | 0
1 | 17 | 1 | [17 empty] | 0 | 0
1 | 17 | 2 | [17 empty] | 0 | 0
1 | 17 | 3 | [17 empty] | 0 | 0
1 | 17 | 4 | [17 empty] | 0 | 0
1 | 17 | 5 | [17 empty] | 0 | 0
1 | 17 | 6 | [17 empty] | 0 | 0
1 | 17 | 7 | [17 empty] | 0 | 0
1 | 17 | 8 | [17 empty] | 0 | 0
1 | 17 | 9 | [17 empty] | 0 | 0
1 | 17 | 10 | [17 empty] | 0 | 0
1 | 17 | 11 | [17 empty] | 0 | 0
1 | 17 | 12 | [17 empty] | 0 | 0
1 | 17 | 13 | [17 empty] | 0 | 0
1 | 17 | 14 | [17 empty] | 0 | 0
1 | 17 | 15 | [17 empty] | 0 | 0
1 | 17 | 16 | [17 empty] | 0 | 0
1 | 17 | 17 | [17 empty] | 0 | 0
1 | 17 | 18 | [17 empty] | 0 | 0
1 | 17 | 19 | [17 empty] | 0 | 0
1 | 17 | 20 | [17 empty] | 0 | 0
1 | 17 | 21 | [17 empty] | 0 | 0
1 | 17 | 22 | [17 empty] | 0 | 0
1 | 17 | 23 | [17 empty] | 0 | 0
1 | 17 | 24 | [17 empty] | 0 | 0
1 | 18 | 1 | [17 empty] | 0 | 0
1 | 18 | 2 | [17 empty] | 0 | 0
1 | 18 | 3 | [17 empty] | 0 | 0
1 | 18 | 4 | [17 empty] | 0 | 0
1 | 18 | 5 | [17 empty] | 0 | 0
1 | 18 | 6 | [17 empty] | 0 | 0
1 | 18 | 7 | [17 empty] | 0 | 0
1 | 18 | 8 | [17 empty] | 0 | 0
1 | 18 | 9 | [17 empty] | 0 | 0
1 | 18 | 10 | [17 empty] | 0 | 0
1 | 18 | 11 | [17 empty] | 0 | 0
1 | 18 | 12 | [17 empty] | 0 | 0
1 | 18 | 13 | [17 empty] | 0 | 0
1 | 18 | 14 | [17 empty] | 0 | 0
1 | 18 | 15 | [17 empty] | 0 | 0
1 | 18 | 16 | [17 empty] | 0 | 0
1 | 18 | 17 | [17 empty] | 0 | 0
1 | 18 | 18 | [17 empty] | 0 | 0
1 | 18 | 19 | [17 empty] | 0 | 0
1 | 18 | 20 | [17 empty] | 0 | 0
1 | 18 | 21 | [17 empty] | 0 | 0
1 | 18 | 22 | [17 empty] | 0 | 0
1 | 18 | 23 | [17 empty] | 0 | 0
1 | 18 | 24 | [17 empty] | 0 | 0
1 | 19 | 1 | [17 empty] | 0 | 0
1 | 19 | 2 | [17 empty] | 0 | 0
1 | 19 | 3 | [17 empty] | 0 | 0
1 | 19 | 4 | [17 empty] | 0 | 0
1 | 19 | 5 | [17 empty] | 0 | 0
1 | 19 | 6 | [17 empty] | 0 | 0
1 | 19 | 7 | [17 empty] | 0 | 0
1 | 19 | 8 | [17 empty] | 0 | 0
1 | 19 | 9 | [17 empty] | 0 | 0
1 | 19 | 10 | [17 empty] | 0 | 0
1 | 19 | 11 | [17 empty] | 0 | 0
1 | 19 | 12 | [17 empty] | 0 | 0
1 | 19 | 13 | [17 empty] | 0 | 0
1 | 19 | 14 | [17 empty] | 0 | 0
1 | 19 | 15 | [17 empty] | 0 | 0
1 | 19 | 16 | [17 empty] | 0 | 0
1 | 19 | 17 | [17 empty] | 0 | 0
1 | 19 | 18 | [17 empty] | 0 | 0
1 | 19 | 19 | [17 empty] | 0 | 0
1 | 19 | 20 | [17 empty] | 0 | 0
1 | 19 | 21 | [17 empty] | 0 | 0
1 | 19 | 22 | [17 empty] | 0 | 0
1 | 19 | 23 | [17 empty] | 0 | 0
1 | 19 | 24 | [17 empty] | 0 | 0
1 | 20 | 1 | [17 empty] | 0 | 0
1 | 20 | 2 | [17 empty] | 0 | 0
1 | 20 | 3 | [17 empty] | 0 | 0
1 | 20 | 4 | [17 empty] | 0 | 0
1 | 20 | 5 | [17 empty] | 0 | 0
1 | 20 | 6 | [17 empty] | 0 | 0
1 | 20 | 7 | [17 empty] | 0 | 0
1 | 20 | 8 | [17 empty] | 0 | 0
1 | 20 | 9 | [17 empty] | 0 | 0
1 | 20 | 10 | [17 empty] | 0 | 0
1 | 20 | 11 | [17 empty] | 0 | 0
1 | 20 | 12 | [17 empty] | 0 | 0
1 | 20 | 13 | [17 empty] | 0 | 0
1 | 20 | 14 | [17 empty] | 0 | 0
1 | 20 | 15 | [17 empty] | 0 | 0
1 | 20 | 16 | [17 empty] | 0 | 0
1 | 20 | 17 | [17 empty] | 0 | 0
1 | 20 | 18 | [17 empty] | 0 | 0
1 | 20 | 19 | [17 empty] | 0 | 0
1 | 20 | 20 | [17 empty] | 0 | 0
1 | 20 | 21 | [17 empty] | 0 | 0
1 | 20 | 22 | [17 empty] | 0 | 0
1 | 20 | 23 | [17 empty] | 0 | 0
1 | 20 | 24 | [17 empty] | 0 | 0
1 | 21 | 1 | [17 empty] | 0 | 0
1 | 21 | 2 | [17 empty] | 0 | 0
1 | 21 | 3 | [17 empty] | 0 | 0
1 | 21 | 4 | [17 empty] | 0 | 0
1 | 21 | 5 | [17 empty] | 0 | 0
1 | 21 | 6 | [17 empty] | 0 | 0
1 | 21 | 7 | [17 empty] | 0 | 0
1 | 21 | 8 | [17 empty] | 0 | 0
1 | 21 | 9 | [17 empty] | 0 | 0
1 | 21 | 10 | [17 empty] | 0 | 0
1 | 21 | 11 | [17 empty] | 0 | 0
1 | 21 | 12 | [17 empty] | 0 | 0
1 | 21 | 13 | [17 empty] | 0 | 0
1 | 21 | 14 | [17 empty] | 0 | 0
1 | 21 | 15 | [17 empty] | 0 | 0
1 | 21 | 16 | [17 empty] | 0 | 0
1 | 21 | 17 | [17 empty] | 0 | 0
1 | 21 | 18 | [17 empty] | 0 | 0
1 | 21 | 19 | [17 empty] | 0 | 0
1 | 21 | 20 | [17 empty] | 0 | 0
1 | 21 | 21 | [17 empty] | 0 | 0
1 | 21 | 22 | [17 empty] | 0 | 0
1 | 21 | 23 | [17 empty] | 0 | 0
1 | 21 | 24 | [17 empty] | 0 | 0
1 | 22 | 1 | [17 empty] | 0 | 0
1 | 22 | 2 | [17 empty] | 0 | 0
1 | 22 | 3 | [17 empty] | 0 | 0
1 | 22 | 4 | [17 empty] | 0 | 0
1 | 22 | 5 | [17 empty] | 0 | 0
1 | 22 | 6 | [17 empty] | 0 | 0
1 | 22 | 7 | [17 empty] | 0 | 0
1 | 22 | 8 | [17 empty] | 0 | 0
1 | 22 | 9 | [17 empty] | 0 | 0
1 | 22 | 10 | [17 empty] | 0 | 0
1 | 22 | 11 | [17 empty] | 0 | 0
1 | 22 | 12 | [17 empty] | 0 | 0
1 | 22 | 13 | [17 empty] | 0 | 0
1 | 22 | 14 | [17 empty] | 0 | 0
1 | 22 | 15 | [17 empty] | 0 | 0
1 | 22 | 16 | [17 empty] | 0 | 0
1 | 22 | 17 | [17 empty] | 0 | 0
1 | 22 | 18 | [17 empty] | 0 | 0
1 | 22 | 19 | [17 empty] | 0 | 0
1 | 22 | 20 | [17 empty] | 0 | 0
1 | 22 | 21 | [17 empty] | 0 | 0
1 | 22 | 22 | [17 empty] | 0 | 0
1 | 22 | 23 | [17 empty] | 0 | 0
1 | 22 | 24 | [17 empty] | 0 | 0
1 | 23 | 1 | [17 empty] | 0 | 0
1 | 23 | 2 | [17 empty] | 0 | 0
1 | 23 | 3 | [17 empty] | 0 | 0
1 | 23 | 4 | [17 empty] | 0 | 0
1 | 23 | 5 | [17 empty] | 0 | 0
1 | 23 | 6 | [17 empty] | 0 | 0
1 | 23 | 7 | [17 empty] | 0 | 0
1 | 23 | 8 | [17 empty] | 0 | 0
1 | 23 | 9 | [17 empty] | 0 | 0
1 | 23 | 10 | [17 empty] | 0 | 0
1 | 23 | 11 | [17 empty] | 0 | 0
1 | 23 | 12 | [17 empty] | 0 | 0
1 | 23 | 13 | [17 empty] | 0 | 0
1 | 23 | 14 | [17 empty] | 0 | 0
1 | 23 | 15 | [17 empty] | 0 | 0
1 | 23 | 16 | [17 empty] | 0 | 0
1 | 23 | 17 | [17 empty] | 0 | 0
1 | 23 | 18 | [17 empty] | 0 | 0
1 | 23 | 19 | [17 empty] | 0 | 0
1 | 23 | 20 | [17 empty] | 0 | 0
1 | 23 | 21 | [17 empty] | 0 | 0
1 | 23 | 22 | [17 empty] | 0 | 0
1 | 23 | 23 | [17 empty] | 0 | 0
1 | 23 | 24 | [17 empty] | 0 | 0
1 | 24 | 1 | [17 empty] | 0 | 0
1 | 24 | 2 | [17 empty] | 0 | 0
1 | 24 | 3 | [17 empty] | 0 | 0
1 | 24 | 4 | [17 empty] | 0 | 0
1 | 24 | 5 | [17 empty] | 0 | 0
1 | 24 | 6 | [17 empty] | 0 | 0
1 | 24 | 7 | [17 empty] | 0 | 0
1 | 24 | 8 | [17 empty] | 0 | 0
1 | 24 | 9 | [17 empty] | 0 | 0
1 | 24 | 10 | [17 empty] | 0 | 0
1 | 24 | 11 | [17 empty] | 0 | 0
1 | 24 | 12 | [17 empty] | 0 | 0
1 | 24 | 13 | [17 empty] | 0 | 0
1 | 24 | 14 | [17 empty] | 0 | 0
1 | 24 | 15 | [17 empty] | 0 | 0
1 | 24 | 16 | [17 empty] | 0 | 0
1 | 24 | 17 | [17 empty] | 0 | 0
1 | 24 | 18 | [17 empty] | 0 | 0
1 | 24 | 19 | [17 empty] | 0 | 0
1 | 24 | 20 | [17 empty] | 0 | 0
1 | 24 | 21 | [17 empty] | 0 | 0
1 | 24 | 22 | [17 empty] | 0 | 0
1 | 24 | 23 | [17 empty] | 0 | 0
1 | 24 | 24 | [17 empty] | 0 | 0
1 | 25 | 1 | [17 empty] | 0 | 0
1 | 25 | 2 | [17 empty] | 0 | 0
1 | 25 | 3 | [17 empty] | 0 | 0
1 | 25 | 4 | [17 empty] | 0 | 0
1 | 25 | 5 | [17 empty] | 0 | 0
1 | 25 | 6 | [17 empty] | 0 | 0
1 | 25 | 7 | [17 empty] | 0 | 0
1 | 25 | 8 | [17 empty] | 0 | 0
1 | 25 | 9 | [17 empty] | 0 | 0
1 | 25 | 10 | [17 empty] | 0 | 0
1 | 25 | 11 | [17 empty] | 0 | 0
1 | 25 | 12 | [17 empty] | 0 | 0
1 | 25 | 13 | [17 empty] | 0 | 0
1 | 25 | 14 | [17 empty] | 0 | 0
1 | 25 | 15 | [17 empty] | 0 | 0
1 | 25 | 16 | [17 empty] | 0 | 0
1 | 25 | 17 | [17 empty] | 0 | 0
1 | 25 | 18 | [17 empty] | 0 | 0
1 | 25 | 19 | [17 empty] | 0 | 0
1 | 25 | 20 | [17 empty] | 0 | 0
1 | 25 | 21 | [17 empty] | 0 | 0
1 | 25 | 22 | [17 empty] | 0 | 0
1 | 25 | 23 | [17 empty] | 0 | 0
1 | 25 | 24 | [17 empty] | 0 | 0
1 | 26 | 1 | [17 empty] | 0 | 0
1 | 26 | 2 | [17 empty] | 0 | 0
1 | 26 | 3 | [17 empty] | 0 | 0
1 | 26 | 4 | [17 empty] | 0 | 0
1 | 26 | 5 | [17 empty] | 0 | 0
1 | 26 | 6 | [17 empty] | 0 | 0
1 | 26 | 7 | [17 empty] | 0 | 0
1 | 26 | 8 | [17 empty] | 0 | 0
1 | 26 | 9 | [17 empty] | 0 | 0
1 | 26 | 10 | [17 empty] | 0 | 0
1 | 26 | 11 | [17 empty] | 0 | 0
1 | 26 | 12 | [17 empty] | 0 | 0
1 | 26 | 13 | [17 empty] | 0 | 0
1 | 26 | 14 | [17 empty] | 0 | 0
1 | 26 | 15 | [17 empty] | 0 | 0
1 | 26 | 16 | [17 empty] | 0 | 0
1 | 26 | 17 | [17 empty] | 0 | 0
1 | 26 | 18 | [17 empty] | 0 | 0
1 | 26 | 19 | [17 empty] | 0 | 0
1 | 26 | 20 | [17 empty] | 0 | 0
1 | 26 | 21 | [17 empty] | 0 | 0
1 | 26 | 22 | [17 empty] | 0 | 0
1 | 26 | 23 | [17 empty] | 0 | 0
1 | 26 | 24 | [17 empty] | 0 | 0
1 | 27 | 1 | [17 empty] | 0 | 0
1 | 27 | 2 | [17 empty] | 0 | 0
1 | 27 | 3 | [17 empty] | 0 | 0
1 | 27 | 4 | [17 empty] | 0 | 0
1 | 27 | 5 | [17 empty] | 0 | 0
1 | 27 | 6 | [17 empty] | 0 | 0
1 | 27 | 7 | [17 empty] | 0 | 0
1 | 27 | 8 | [17 empty] | 0 | 0
1 | 27 | 9 | [17 empty] | 0 | 0
1 | 27 | 10 | [17 empty] | 0 | 0
1 | 27 | 11 | [17 empty] | 0 | 0
1 | 27 | 12 | [17 empty] | 0 | 0
1 | 27 | 13 | [17 empty] | 0 | 0
1 | 27 | 14 | [17 empty] | 0 | 0
1 | 27 | 15 | [17 empty] | 0 | 0
1 | 27 | 16 | [17 empty] | 0 | 0
1 | 27 | 17 | [17 empty] | 0 | 0
1 | 27 | 18 | [17 empty] | 0 | 0
1 | 27 | 19 | [17 empty] | 0 | 0
1 | 27 | 20 | [17 empty] | 0 | 0
1 | 27 | 21 | [17 empty] | 0 | 0
1 | 27 | 22 | [17 empty] | 0 | 0
1 | 27 | 23 | [17 empty] | 0 | 0
1 | 27 | 24 | [17 empty] | 0 | 0
1 | 28 | 1 | [17 empty] | 0 | 0
1 | 28 | 2 | [17 empty] | 0 | 0
1 | 28 | 3 | [17 empty] | 0 | 0
1 | 28 | 4 | [17 empty] | 0 | 0
1 | 28 | 5 | [17 empty] | 0 | 0
1 | 28 | 6 | [17 empty] | 0 | 0
1 | 28 | 7 | [17 empty] | 0 | 0
1 | 28 | 8 | [17 empty] | 0 | 0
1 | 28 | 9 | [17 empty] | 0 | 0
1 | 28 | 10 | [17 empty] | 0 | 0
1 | 28 | 11 | [17 empty] | 0 | 0
1 | 28 | 12 | [17 empty] | 0 | 0
1 | 28 | 13 | [17 empty] | 0 | 0
1 | 28 | 14 | [17 empty] | 0 | 0
1 | 28 | 15 | [17 empty] | 0 | 0
1 | 28 | 16 | [17 empty] | 0 | 0
1 | 28 | 17 | [17 empty] | 0 | 0
1 | 28 | 18 | [17 empty] | 0 | 0
1 | 28 | 19 | [17 empty] | 0 | 0
1 | 28 | 20 | [17 empty] | 0 | 0
1 | 28 | 21 | [17 empty] | 0 | 0
1 | 28 | 22 | [17 empty] | 0 | 0
1 | 28 | 23 | [17 empty] | 0 | 0
1 | 28 | 24 | [17 empty] | 0 | 0
1 | 29 | 1 | [17 empty] | 0 | 0
1 | 29 | 2 | [17 empty] | 0 | 0
1 | 29 | 3 | [17 empty] | 0 | 0
1 | 29 | 4 | [17 empty] | 0 | 0
1 | 29 | 5 | [17 empty] | 0 | 0
1 | 29 | 6 | [17 empty] | 0 | 0
1 | 29 | 7 | [17 empty] | 0 | 0
1 | 29 | 8 | [17 empty] | 0 | 0
1 | 29 | 9 | [17 empty] | 0 | 0
1 | 29 | 10 | [17 empty] | 0 | 0
1 | 29 | 11 | [17 empty] | 0 | 0
1 | 29 | 12 | [17 empty] | 0 | 0
1 | 29 | 13 | [17 empty] | 0 | 0
1 | 29 | 14 | [17 empty] | 0 | 0
1 | 29 | 15 | [17 empty] | 0 | 0
1 | 29 | 16 | [17 empty] | 0 | 0
1 | 29 | 17 | [17 empty] | 0 | 0
1 | 29 | 18 | [17 empty] | 0 | 0
1 | 29 | 19 | [17 empty] | 0 | 0
1 | 29 | 20 | [17 empty] | 0 | 0
1 | 29 | 21 | [17 empty] | 0 | 0
1 | 29 | 22 | [17 empty] | 0 | 0
1 | 29 | 23 | [17 empty] | 0 | 0
1 | 29 | 24 | [17 empty] | 0 | 0
1 | 30 | 1 | [17 empty] | 0 | 0
1 | 30 | 2 | [17 empty] | 0 | 0
1 | 30 | 3 | [17 empty] | 0 | 0
1 | 30 | 4 | [17 empty] | 0 | 0
1 | 30 | 5 | [17 empty] | 0 | 0
1 | 30 | 6 | [17 empty] | 0 | 0
1 | 30 | 7 | [17 empty] | 0 | 0
1 | 30 | 8 | [17 empty] | 0 | 0
1 | 30 | 9 | [17 empty] | 0 | 0
1 | 30 | 10 | [17 empty] | 0 | 0
1 | 30 | 11 | [17 empty] | 0 | 0
1 | 30 | 12 | [17 empty] | 0 | 0
1 | 30 | 13 | [17 empty] | 0 | 0
1 | 30 | 14 | [17 empty] | 0 | 0
1 | 30 | 15 | [17 empty] | 0 | 0
1 | 30 | 16 | [17 empty] | 0 | 0
1 | 30 | 17 | [17 empty] | 0 | 0
1 | 30 | 18 | [17 empty] | 0 | 0
1 | 30 | 19 | [17 empty] | 0 | 0
1 | 30 | 20 | [17 empty] | 0 | 0
1 | 30 | 21 | [17 empty] | 0 | 0
1 | 30 | 22 | [17 empty] | 0 | 0
1 | 30 | 23 | [17 empty] | 0 | 0
1 | 30 | 24 | [17 empty] | 0 | 0
1 | 31 | 1 | [17 empty] | 0 | 0
1 | 31 | 2 | [17 empty] | 0 | 0
1 | 31 | 3 | [17 empty] | 0 | 0
1 | 31 | 4 | [17 empty] | 0 | 0
1 | 31 | 5 | [17 empty] | 0 | 0
1 | 31 | 6 | [17 empty] | 0 | 0
1 | 31 | 7 | [17 empty] | 0 | 0
1 | 31 | 8 | [17 empty] | 0 | 0
1 | 31 | 9 | [17 empty] | 0 | 0
1 | 31 | 10 | [17 empty] | 0 | 0
1 | 31 | 11 | [17 empty] | 0 | 0
1 | 31 | 12 | [17 empty] | 0 | 0
1 | 31 | 13 | [17 empty] | 0 | 0
1 | 31 | 14 | [17 empty] | 0 | 0
1 | 31 | 15 | [17 empty] | 0 | 0
1 | 31 | 16 | [17 empty] | 0 | 0
1 | 31 | 17 | [17 empty] | 0 | 0
1 | 31 | 18 | [17 empty] | 0 | 0
1 | 31 | 19 | [17 empty] | 0 | 0
1 | 31 | 20 | [17 empty] | 0 | 0
1 | 31 | 21 | [17 empty] | 0 | 0
1 | 31 | 22 | [17 empty] | 0 | 0
1 | 31 | 23 | [17 empty] | 0 | 0
1 | 31 | 24 | [17 empty] | 0 | 0
2 | 1 | 1 | [17 empty] | 0 | 0
2 | 1 | 2 | [17 empty] | 0 | 0
2 | 1 | 3 | [17 empty] | 0 | 0
2 | 1 | 4 | [17 empty] | 0 | 0
2 | 1 | 5 | [17 empty] | 0 | 0
2 | 1 | 6 | [17 empty] | 0 | 0
2 | 1 | 7 | [17 empty] | 0 | 0
2 | 1 | 8 | [17 empty] | 0 | 0
2 | 1 | 9 | [17 empty] | 0 | 0
2 | 1 | 10 | [17 empty] | 0 | 0
2 | 1 | 11 | [17 empty] | 0 | 0
2 | 1 | 12 | [17 empty] | 0 | 0
2 | 1 | 13 | [17 empty] | 0 | 0
2 | 1 | 14 | [17 empty] | 0 | 0
2 | 1 | 15 | [17 empty] | 0 | 0
2 | 1 | 16 | [17 empty] | 0 | 0
2 | 1 | 17 | [17 empty] | 0 | 0
2 | 1 | 18 | [17 empty] | 0 | 0
2 | 1 | 19 | [17 empty] | 0 | 0
2 | 1 | 20 | [17 empty] | 0 | 0
2 | 1 | 21 | [17 empty] | 0 | 0
2 | 1 | 22 | [17 empty] | 0 | 0
2 | 1 | 23 | [17 empty] | 0 | 0
2 | 1 | 24 | [17 empty] | 0 | 0
2 | 2 | 1 | [17 empty] | 0 | 0
2 | 2 | 2 | [17 empty] | 0 | 0
2 | 2 | 3 | [17 empty] | 0 | 0
2 | 2 | 4 | [17 empty] | 0 | 0
2 | 2 | 5 | [17 empty] | 0 | 0
2 | 2 | 6 | [17 empty] | 0 | 0
2 | 2 | 7 | [17 empty] | 0 | 0
2 | 2 | 8 | [17 empty] | 0 | 0
2 | 2 | 9 | [17 empty] | 0 | 0
2 | 2 | 10 | [17 empty] | 0 | 0
2 | 2 | 11 | [17 empty] | 0 | 0
2 | 2 | 12 | [17 empty] | 0 | 0
2 | 2 | 13 | [17 empty] | 0 | 0
2 | 2 | 14 | [17 empty] | 0 | 0
2 | 2 | 15 | [17 empty] | 0 | 0
2 | 2 | 16 | [17 empty] | 0 | 0
2 | 2 | 17 | [17 empty] | 0 | 0
2 | 2 | 18 | [17 empty] | 0 | 0
2 | 2 | 19 | [17 empty] | 0 | 0
2 | 2 | 20 | [17 empty] | 0 | 0
2 | 2 | 21 | [17 empty] | 0 | 0
2 | 2 | 22 | [17 empty] | 0 | 0
2 | 2 | 23 | [17 empty] | 0 | 0
2 | 2 | 24 | [17 empty] | 0 | 0
2 | 3 | 1 | [17 empty] | 0 | 0
2 | 3 | 2 | [17 empty] | 0 | 0
2 | 3 | 3 | [17 empty] | 0 | 0
2 | 3 | 4 | [17 empty] | 0 | 0
2 | 3 | 5 | [17 empty] | 0 | 0
2 | 3 | 6 | [17 empty] | 0 | 0
2 | 3 | 7 | [17 empty] | 0 | 0
2 | 3 | 8 | [17 empty] | 0 | 0
2 | 3 | 9 | [17 empty] | 0 | 0
2 | 3 | 10 | [17 empty] | 0 | 0
2 | 3 | 11 | [17 empty] | 0 | 0
2 | 3 | 12 | [17 empty] | 0 | 0
2 | 3 | 13 | [17 empty] | 0 | 0
2 | 3 | 14 | [17 empty] | 0 | 0
2 | 3 | 15 | [17 empty] | 0 | 0
2 | 3 | 16 | [17 empty] | 0 | 0
2 | 3 | 17 | [17 empty] | 0 | 0
2 | 3 | 18 | [17 empty] | 0 | 0
2 | 3 | 19 | [17 empty] | 0 | 0
2 | 3 | 20 | [17 empty] | 0 | 0
2 | 3 | 21 | [17 empty] | 0 | 0
2 | 3 | 22 | [17 empty] | 0 | 0
2 | 3 | 23 | [17 empty] | 0 | 0
2 | 3 | 24 | [17 empty] | 0 | 0
2 | 4 | 1 | [17 empty] | 0 | 0
2 | 4 | 2 | [17 empty] | 0 | 0
2 | 4 | 3 | [17 empty] | 0 | 0
2 | 4 | 4 | [17 empty] | 0 | 0
2 | 4 | 5 | [17 empty] | 0 | 0
2 | 4 | 6 | [17 empty] | 0 | 0
2 | 4 | 7 | [17 empty] | 0 | 0
2 | 4 | 8 | [17 empty] | 0 | 0
2 | 4 | 9 | [17 empty] | 0 | 0
2 | 4 | 10 | [17 empty] | 0 | 0
2 | 4 | 11 | [17 empty] | 0 | 0
2 | 4 | 12 | [17 empty] | 0 | 0
2 | 4 | 13 | [17 empty] | 0 | 0
2 | 4 | 14 | [17 empty] | 0 | 0
2 | 4 | 15 | [17 empty] | 0 | 0
2 | 4 | 16 | [17 empty] | 0 | 0
2 | 4 | 17 | [17 empty] | 0 | 0
2 | 4 | 18 | [17 empty] | 0 | 0
2 | 4 | 19 | [17 empty] | 0 | 0
2 | 4 | 20 | [17 empty] | 0 | 0
2 | 4 | 21 | [17 empty] | 0 | 0
2 | 4 | 22 | [17 empty] | 0 | 0
2 | 4 | 23 | [17 empty] | 0 | 0
2 | 4 | 24 | [17 empty] | 0 | 0
2 | 5 | 1 | [17 empty] | 0 | 0
2 | 5 | 2 | [17 empty] | 0 | 0
2 | 5 | 3 | [17 empty] | 0 | 0
2 | 5 | 4 | [17 empty] | 0 | 0
2 | 5 | 5 | [17 empty] | 0 | 0
2 | 5 | 6 | [17 empty] | 0 | 0
2 | 5 | 7 | [17 empty] | 0 | 0
2 | 5 | 8 | [17 empty] | 0 | 0
2 | 5 | 9 | [17 empty] | 0 | 0
2 | 5 | 10 | [17 empty] | 0 | 0
2 | 5 | 11 | [17 empty] | 0 | 0
2 | 5 | 12 | [17 empty] | 0 | 0
2 | 5 | 13 | [17 empty] | 0 | 0
2 | 5 | 14 | [17 empty] | 0 | 0
2 | 5 | 15 | [17 empty] | 0 | 0
2 | 5 | 16 | [17 empty] | 0 | 0
2 | 5 | 17 | [17 empty] | 0 | 0
2 | 5 | 18 | [17 empty] | 0 | 0
2 | 5 | 19 | [17 empty] | 0 | 0
2 | 5 | 20 | [17 empty] | 0 | 0
2 | 5 | 21 | [17 empty] | 0 | 0
2 | 5 | 22 | [17 empty] | 0 | 0
2 | 5 | 23 | [17 empty] | 0 | 0
2 | 5 | 24 | [17 empty] | 0 | 0
2 | 6 | 1 | [17 empty] | 0 | 0
2 | 6 | 2 | [17 empty] | 0 | 0
2 | 6 | 3 | [17 empty] | 0 | 0
2 | 6 | 4 | [17 empty] | 0 | 0
2 | 6 | 5 | [17 empty] | 0 | 0
2 | 6 | 6 | [17 empty] | 0 | 0
2 | 6 | 7 | [17 empty] | 0 | 0
2 | 6 | 8 | [17 empty] | 0 | 0
2 | 6 | 9 | [17 empty] | 0 | 0
2 | 6 | 10 | [17 empty] | 0 | 0
2 | 6 | 11 | [17 empty] | 0 | 0
2 | 6 | 12 | [17 empty] | 0 | 0
2 | 6 | 13 | [17 empty] | 0 | 0
2 | 6 | 14 | [17 empty] | 0 | 0
2 | 6 | 15 | [17 empty] | 0 | 0
2 | 6 | 16 | [17 empty] | 0 | 0
2 | 6 | 17 | [17 empty] | 0 | 0
2 | 6 | 18 | [17 empty] | 0 | 0
2 | 6 | 19 | [17 empty] | 0 | 0
2 | 6 | 20 | [17 empty] | 0 | 0
2 | 6 | 21 | [17 empty] | 0 | 0
2 | 6 | 22 | [17 empty] | 0 | 0
2 | 6 | 23 | [17 empty] | 0 | 0
2 | 6 | 24 | [17 empty] | 0 | 0
2 | 7 | 1 | [17 empty] | 0 | 0
2 | 7 | 2 | [17 empty] | 0 | 0
2 | 7 | 3 | [17 empty] | 0 | 0
2 | 7 | 4 | [17 empty] | 0 | 0
2 | 7 | 5 | [17 empty] | 0 | 0
2 | 7 | 6 | [17 empty] | 0 | 0
2 | 7 | 7 | [17 empty] | 0 | 0
2 | 7 | 8 | [17 empty] | 0 | 0
2 | 7 | 9 | [17 empty] | 0 | 0
2 | 7 | 10 | [17 empty] | 0 | 0
2 | 7 | 11 | [17 empty] | 0 | 0
2 | 7 | 12 | [17 empty] | 0 | 0
2 | 7 | 13 | [17 empty] | 0 | 0
2 | 7 | 14 | [17 empty] | 0 | 0
2 | 7 | 15 | [17 empty] | 0 | 0
2 | 7 | 16 | [17 empty] | 0 | 0
2 | 7 | 17 | [17 empty] | 0 | 0
2 | 7 | 18 | [17 empty] | 0 | 0
2 | 7 | 19 | [17 empty] | 0 | 0
2 | 7 | 20 | [17 empty] | 0 | 0
2 | 7 | 21 | [17 empty] | 0 | 0
2 | 7 | 22 | [17 empty] | 0 | 0
2 | 7 | 23 | [17 empty] | 0 | 0
2 | 7 | 24 | [17 empty] | 0 | 0
2 | 8 | 1 | [17 empty] | 0 | 0
2 | 8 | 2 | [17 empty] | 0 | 0
2 | 8 | 3 | [17 empty] | 0 | 0
2 | 8 | 4 | [17 empty] | 0 | 0
2 | 8 | 5 | [17 empty] | 0 | 0
2 | 8 | 6 | [17 empty] | 0 | 0
2 | 8 | 7 | [17 empty] | 0 | 0
2 | 8 | 8 | [17 empty] | 0 | 0
2 | 8 | 9 | [17 empty] | 0 | 0
2 | 8 | 10 | [17 empty] | 0 | 0
2 | 8 | 11 | [17 empty] | 0 | 0
2 | 8 | 12 | [17 empty] | 0 | 0
2 | 8 | 13 | [17 empty] | 0 | 0
2 | 8 | 14 | [17 empty] | 0 | 0
2 | 8 | 15 | [17 empty] | 0 | 0
2 | 8 | 16 | [17 empty] | 0 | 0
2 | 8 | 17 | [17 empty] | 0 | 0
2 | 8 | 18 | [17 empty] | 0 | 0
2 | 8 | 19 | [17 empty] | 0 | 0
2 | 8 | 20 | [17 empty] | 0 | 0
2 | 8 | 21 | [17 empty] | 0 | 0
2 | 8 | 22 | [17 empty] | 0 | 0
2 | 8 | 23 | [17 empty] | 0 | 0
2 | 8 | 24 | [17 empty] | 0 | 0
2 | 9 | 1 | [17 empty] | 0 | 0
2 | 9 | 2 | [17 empty] | 0 | 0
2 | 9 | 3 | [17 empty] | 0 | 0
2 | 9 | 4 | [17 empty] | 0 | 0
2 | 9 | 5 | [17 empty] | 0 | 0
2 | 9 | 6 | [17 empty] | 0 | 0
2 | 9 | 7 | [17 empty] | 0 | 0
2 | 9 | 8 | [17 empty] | 0 | 0
2 | 9 | 9 | [17 empty] | 0 | 0
2 | 9 | 10 | [17 empty] | 0 | 0
2 | 9 | 11 | [17 empty] | 0 | 0
2 | 9 | 12 | [17 empty] | 0 | 0
2 | 9 | 13 | [17 empty] | 0 | 0
2 | 9 | 14 | [17 empty] | 0 | 0
2 | 9 | 15 | [17 empty] | 0 | 0
2 | 9 | 16 | [17 empty] | 0 | 0
2 | 9 | 17 | [17 empty] | 0 | 0
2 | 9 | 18 | [17 empty] | 0 | 0
2 | 9 | 19 | [17 empty] | 0 | 0
2 | 9 | 20 | [17 empty] | 0 | 0
2 | 9 | 21 | [17 empty] | 0 | 0
2 | 9 | 22 | [17 empty] | 0 | 0
2 | 9 | 23 | [17 empty] | 0 | 0
2 | 9 | 24 | [17 empty] | 0 | 0
2 | 10 | 1 | [17 empty] | 0 | 0
2 | 10 | 2 | [17 empty] | 0 | 0
2 | 10 | 3 | [17 empty] | 0 | 0
2 | 10 | 4 | [17 empty] | 0 | 0
2 | 10 | 5 | [17 empty] | 0 | 0
2 | 10 | 6 | [17 empty] | 0 | 0
2 | 10 | 7 | [17 empty] | 0 | 0
2 | 10 | 8 | [17 empty] | 0 | 0
2 | 10 | 9 | [17 empty] | 0 | 0
2 | 10 | 10 | [17 empty] | 0 | 0
2 | 10 | 11 | [17 empty] | 0 | 0
2 | 10 | 12 | [17 empty] | 0 | 0
2 | 10 | 13 | [17 empty] | 0 | 0
2 | 10 | 14 | [17 empty] | 0 | 0
2 | 10 | 15 | [17 empty] | 0 | 0
2 | 10 | 16 | [17 empty] | 0 | 0
2 | 10 | 17 | [17 empty] | 0 | 0
2 | 10 | 18 | [17 empty] | 0 | 0
2 | 10 | 19 | [17 empty] | 0 | 0
2 | 10 | 20 | [17 empty] | 0 | 0
2 | 10 | 21 | [17 empty] | 0 | 0
2 | 10 | 22 | [17 empty] | 0 | 0
2 | 10 | 23 | [17 empty] | 0 | 0
2 | 10 | 24 | [17 empty] | 0 | 0
2 | 11 | 1 | [17 empty] | 0 | 0
2 | 11 | 2 | [17 empty] | 0 | 0
2 | 11 | 3 | [17 empty] | 0 | 0
2 | 11 | 4 | [17 empty] | 0 | 0
2 | 11 | 5 | [17 empty] | 0 | 0
2 | 11 | 6 | [17 empty] | 0 | 0
2 | 11 | 7 | [17 empty] | 0 | 0
2 | 11 | 8 | [17 empty] | 0 | 0
2 | 11 | 9 | [17 empty] | 0 | 0
2 | 11 | 10 | [17 empty] | 0 | 0
2 | 11 | 11 | [17 empty] | 0 | 0
2 | 11 | 12 | [17 empty] | 0 | 0
2 | 11 | 13 | [17 empty] | 0 | 0
2 | 11 | 14 | [17 empty] | 0 | 0
2 | 11 | 15 | [17 empty] | 0 | 0
2 | 11 | 16 | [17 empty] | 0 | 0
2 | 11 | 17 | [17 empty] | 0 | 0
2 | 11 | 18 | [17 empty] | 0 | 0
2 | 11 | 19 | [17 empty] | 0 | 0
2 | 11 | 20 | [17 empty] | 0 | 0
2 | 11 | 21 | [17 empty] | 0 | 0
2 | 11 | 22 | [17 empty] | 0 | 0
2 | 11 | 23 | [17 empty] | 0 | 0
2 | 11 | 24 | [17 empty] | 0 | 0
2 | 12 | 1 | [17 empty] | 0 | 0
2 | 12 | 2 | [17 empty] | 0 | 0
2 | 12 | 3 | [17 empty] | 0 | 0
2 | 12 | 4 | [17 empty] | 0 | 0
2 | 12 | 5 | [17 empty] | 0 | 0
2 | 12 | 6 | [17 empty] | 0 | 0
2 | 12 | 7 | [17 empty] | 0 | 0
2 | 12 | 8 | [17 empty] | 0 | 0
2 | 12 | 9 | [17 empty] | 0 | 0
2 | 12 | 10 | [17 empty] | 0 | 0
2 | 12 | 11 | [17 empty] | 0 | 0
2 | 12 | 12 | [17 empty] | 0 | 0
2 | 12 | 13 | [17 empty] | 0 | 0
2 | 12 | 14 | [17 empty] | 0 | 0
2 | 12 | 15 | [17 empty] | 0 | 0
2 | 12 | 16 | [17 empty] | 0 | 0
2 | 12 | 17 | [17 empty] | 0 | 0
2 | 12 | 18 | [17 empty] | 0 | 0
2 | 12 | 19 | [17 empty] | 0 | 0
2 | 12 | 20 | [17 empty] | 0 | 0
2 | 12 | 21 | [17 empty] | 0 | 0
2 | 12 | 22 | [17 empty] | 0 | 0
2 | 12 | 23 | [17 empty] | 0 | 0
2 | 12 | 24 | [17 empty] | 0 | 0
2 | 13 | 1 | [17 empty] | 0 | 0
2 | 13 | 2 | [17 empty] | 0 | 0
2 | 13 | 3 | [17 empty] | 0 | 0
2 | 13 | 4 | [17 empty] | 0 | 0
2 | 13 | 5 | [17 empty] | 0 | 0
2 | 13 | 6 | [17 empty] | 0 | 0
2 | 13 | 7 | [17 empty] | 0 | 0
2 | 13 | 8 | [17 empty] | 0 | 0
2 | 13 | 9 | [17 empty] | 0 | 0
2 | 13 | 10 | [17 empty] | 0 | 0
2 | 13 | 11 | [17 empty] | 0 | 0
2 | 13 | 12 | [17 empty] | 0 | 0
2 | 13 | 13 | [17 empty] | 0 | 0
2 | 13 | 14 | [17 empty] | 0 | 0
2 | 13 | 15 | [17 empty] | 0 | 0
2 | 13 | 16 | [17 empty] | 0 | 0
2 | 13 | 17 | [17 empty] | 0 | 0
2 | 13 | 18 | [17 empty] | 0 | 0
2 | 13 | 19 | [17 empty] | 0 | 0
2 | 13 | 20 | [17 empty] | 0 | 0
2 | 13 | 21 | [17 empty] | 0 | 0
2 | 13 | 22 | [17 empty] | 0 | 0
2 | 13 | 23 | [17 empty] | 0 | 0
2 | 13 | 24 | [17 empty] | 0 | 0
2 | 14 | 1 | [17 empty] | 0 | 0
2 | 14 | 2 | [17 empty] | 0 | 0
2 | 14 | 3 | [17 empty] | 0 | 0
2 | 14 | 4 | [17 empty] | 0 | 0
2 | 14 | 5 | [17 empty] | 0 | 0
2 | 14 | 6 | [17 empty] | 0 | 0
2 | 14 | 7 | [17 empty] | 0 | 0
2 | 14 | 8 | [17 empty] | 0 | 0
2 | 14 | 9 | [17 empty] | 0 | 0
2 | 14 | 10 | [17 empty] | 0 | 0
2 | 14 | 11 | [17 empty] | 0 | 0
2 | 14 | 12 | [17 empty] | 0 | 0
2 | 14 | 13 | [17 empty] | 0 | 0
2 | 14 | 14 | [17 empty] | 0 | 0
2 | 14 | 15 | [17 empty] | 0 | 0
2 | 14 | 16 | [17 empty] | 0 | 0
2 | 14 | 17 | [17 empty] | 0 | 0
2 | 14 | 18 | [17 empty] | 0 | 0
2 | 14 | 19 | [17 empty] | 0 | 0
2 | 14 | 20 | [17 empty] | 0 | 0
2 | 14 | 21 | [17 empty] | 0 | 0
2 | 14 | 22 | [17 empty] | 0 | 0
2 | 14 | 23 | [17 empty] | 0 | 0
2 | 14 | 24 | [17 empty] | 0 | 0
2 | 15 | 1 | [17 empty] | 0 | 0
2 | 15 | 2 | [17 empty] | 0 | 0
2 | 15 | 3 | [17 empty] | 0 | 0
2 | 15 | 4 | [17 empty] | 0 | 0
2 | 15 | 5 | [17 empty] | 0 | 0
2 | 15 | 6 | [17 empty] | 0 | 0
2 | 15 | 7 | [17 empty] | 0 | 0
2 | 15 | 8 | [17 empty] | 0 | 0
2 | 15 | 9 | [17 empty] | 0 | 0
2 | 15 | 10 | [17 empty] | 0 | 0
2 | 15 | 11 | [17 empty] | 0 | 0
2 | 15 | 12 | [17 empty] | 0 | 0
2 | 15 | 13 | [17 empty] | 0 | 0
2 | 15 | 14 | [17 empty] | 0 | 0
2 | 15 | 15 | [17 empty] | 0 | 0
2 | 15 | 16 | [17 empty] | 0 | 0
2 | 15 | 17 | [17 empty] | 0 | 0
2 | 15 | 18 | [17 empty] | 0 | 0
2 | 15 | 19 | [17 empty] | 0 | 0
2 | 15 | 20 | [17 empty] | 0 | 0
2 | 15 | 21 | [17 empty] | 0 | 0
2 | 15 | 22 | [17 empty] | 0 | 0
2 | 15 | 23 | [17 empty] | 0 | 0
2 | 15 | 24 | [17 empty] | 0 | 0
2 | 16 | 1 | [17 empty] | 0 | 0
2 | 16 | 2 | [17 empty] | 0 | 0
2 | 16 | 3 | [17 empty] | 0 | 0
2 | 16 | 4 | [17 empty] | 0 | 0
2 | 16 | 5 | [17 empty] | 0 | 0
2 | 16 | 6 | [17 empty] | 0 | 0
2 | 16 | 7 | [17 empty] | 0 | 0
2 | 16 | 8 | [17 empty] | 0 | 0
2 | 16 | 9 | [17 empty] | 0 | 0
2 | 16 | 10 | [17 empty] | 0 | 0
2 | 16 | 11 | [17 empty] | 0 | 0
2 | 16 | 12 | [17 empty] | 0 | 0
2 | 16 | 13 | [17 empty] | 0 | 0
2 | 16 | 14 | [17 empty] | 0 | 0
2 | 16 | 15 | [17 empty] | 0 | 0
2 | 16 | 16 | [17 empty] | 0 | 0
2 | 16 | 17 | [17 empty] | 0 | 0
2 | 16 | 18 | [17 empty] | 0 | 0
2 | 16 | 19 | [17 empty] | 0 | 0
2 | 16 | 20 | [17 empty] | 0 | 0
2 | 16 | 21 | [17 empty] | 0 | 0
2 | 16 | 22 | [17 empty] | 0 | 0
2 | 16 | 23 | [17 empty] | 0 | 0
2 | 16 | 24 | [17 empty] | 0 | 0
2 | 17 | 1 | [17 empty] | 0 | 0
2 | 17 | 2 | [17 empty] | 0 | 0
2 | 17 | 3 | [17 empty] | 0 | 0
2 | 17 | 4 | [17 empty] | 0 | 0
2 | 17 | 5 | [17 empty] | 0 | 0
2 | 17 | 6 | [17 empty] | 0 | 0
2 | 17 | 7 | [17 empty] | 0 | 0
2 | 17 | 8 | [17 empty] | 0 | 0
2 | 17 | 9 | [17 empty] | 0 | 0
2 | 17 | 10 | [17 empty] | 0 | 0
2 | 17 | 11 | [17 empty] | 0 | 0
2 | 17 | 12 | [17 empty] | 0 | 0
2 | 17 | 13 | [17 empty] | 0 | 0
2 | 17 | 14 | [17 empty] | 0 | 0
2 | 17 | 15 | [17 empty] | 0 | 0
2 | 17 | 16 | [17 empty] | 0 | 0
2 | 17 | 17 | [17 empty] | 0 | 0
2 | 17 | 18 | [17 empty] | 0 | 0
2 | 17 | 19 | [17 empty] | 0 | 0
2 | 17 | 20 | [17 empty] | 0 | 0
2 | 17 | 21 | [17 empty] | 0 | 0
2 | 17 | 22 | [17 empty] | 0 | 0
2 | 17 | 23 | [17 empty] | 0 | 0
2 | 17 | 24 | [17 empty] | 0 | 0
2 | 18 | 1 | [17 empty] | 0 | 0
2 | 18 | 2 | [17 empty] | 0 | 0
2 | 18 | 3 | [17 empty] | 0 | 0
2 | 18 | 4 | [17 empty] | 0 | 0
2 | 18 | 5 | [17 empty] | 0 | 0
2 | 18 | 6 | [17 empty] | 0 | 0
2 | 18 | 7 | [17 empty] | 0 | 0
2 | 18 | 8 | [17 empty] | 0 | 0
2 | 18 | 9 | [17 empty] | 0 | 0
2 | 18 | 10 | [17 empty] | 0 | 0
2 | 18 | 11 | [17 empty] | 0 | 0
2 | 18 | 12 | [17 empty] | 0 | 0
2 | 18 | 13 | [17 empty] | 0 | 0
2 | 18 | 14 | [17 empty] | 0 | 0
2 | 18 | 15 | [17 empty] | 0 | 0
2 | 18 | 16 | [17 empty] | 0 | 0
2 | 18 | 17 | [17 empty] | 0 | 0
2 | 18 | 18 | [17 empty] | 0 | 0
2 | 18 | 19 | [17 empty] | 0 | 0
2 | 18 | 20 | [17 empty] | 0 | 0
2 | 18 | 21 | [17 empty] | 0 | 0
2 | 18 | 22 | [17 empty] | 0 | 0
2 | 18 | 23 | [17 empty] | 0 | 0
2 | 18 | 24 | [17 empty] | 0 | 0
2 | 19 | 1 | [17 empty] | 0 | 0
2 | 19 | 2 | [17 empty] | 0 | 0
2 | 19 | 3 | [17 empty] | 0 | 0
2 | 19 | 4 | [17 empty] | 0 | 0
2 | 19 | 5 | [17 empty] | 0 | 0
2 | 19 | 6 | [17 empty] | 0 | 0
2 | 19 | 7 | [17 empty] | 0 | 0
2 | 19 | 8 | [17 empty] | 0 | 0
2 | 19 | 9 | [17 empty] | 0 | 0
2 | 19 | 10 | [17 empty] | 0 | 0
2 | 19 | 11 | [17 empty] | 0 | 0
2 | 19 | 12 | [17 empty] | 0 | 0
2 | 19 | 13 | [17 empty] | 0 | 0
2 | 19 | 14 | [17 empty] | 0 | 0
2 | 19 | 15 | [17 empty] | 0 | 0
2 | 19 | 16 | [17 empty] | 0 | 0
2 | 19 | 17 | [17 empty] | 0 | 0
2 | 19 | 18 | [17 empty] | 0 | 0
2 | 19 | 19 | [17 empty] | 0 | 0
2 | 19 | 20 | [17 empty] | 0 | 0
2 | 19 | 21 | [17 empty] | 0 | 0
2 | 19 | 22 | [17 empty] | 0 | 0
2 | 19 | 23 | [17 empty] | 0 | 0
2 | 19 | 24 | [17 empty] | 0 | 0
2 | 20 | 1 | [17 empty] | 0 | 0
2 | 20 | 2 | [17 empty] | 0 | 0
2 | 20 | 3 | [17 empty] | 0 | 0
2 | 20 | 4 | [17 empty] | 0 | 0
2 | 20 | 5 | [17 empty] | 0 | 0
2 | 20 | 6 | [17 empty] | 0 | 0
2 | 20 | 7 | [17 empty] | 0 | 0
2 | 20 | 8 | [17 empty] | 0 | 0
2 | 20 | 9 | [17 empty] | 0 | 0
2 | 20 | 10 | [17 empty] | 0 | 0
2 | 20 | 11 | [17 empty] | 0 | 0
2 | 20 | 12 | [17 empty] | 0 | 0
2 | 20 | 13 | [17 empty] | 0 | 0
2 | 20 | 14 | [17 empty] | 0 | 0
2 | 20 | 15 | [17 empty] | 0 | 0
2 | 20 | 16 | [17 empty] | 0 | 0
2 | 20 | 17 | [17 empty] | 0 | 0
2 | 20 | 18 | [17 empty] | 0 | 0
2 | 20 | 19 | [17 empty] | 0 | 0
2 | 20 | 20 | [17 empty] | 0 | 0
2 | 20 | 21 | [17 empty] | 0 | 0
2 | 20 | 22 | [17 empty] | 0 | 0
2 | 20 | 23 | [17 empty] | 0 | 0
2 | 20 | 24 | [17 empty] | 0 | 0
2 | 21 | 1 | [17 empty] | 0 | 0
2 | 21 | 2 | [17 empty] | 0 | 0
2 | 21 | 3 | [17 empty] | 0 | 0
2 | 21 | 4 | [17 empty] | 0 | 0
2 | 21 | 5 | [17 empty] | 0 | 0
2 | 21 | 6 | [17 empty] | 0 | 0
2 | 21 | 7 | [17 empty] | 0 | 0
2 | 21 | 8 | [17 empty] | 0 | 0
2 | 21 | 9 | [17 empty] | 0 | 0
2 | 21 | 10 | [17 empty] | 0 | 0
2 | 21 | 11 | [17 empty] | 0 | 0
2 | 21 | 12 | [17 empty] | 0 | 0
2 | 21 | 13 | [17 empty] | 0 | 0
2 | 21 | 14 | [17 empty] | 0 | 0
2 | 21 | 15 | [17 empty] | 0 | 0
2 | 21 | 16 | [17 empty] | 0 | 0
2 | 21 | 17 | [17 empty] | 0 | 0
2 | 21 | 18 | [17 empty] | 0 | 0
2 | 21 | 19 | [17 empty] | 0 | 0
2 | 21 | 20 | [17 empty] | 0 | 0
2 | 21 | 21 | [17 empty] | 0 | 0
2 | 21 | 22 | [17 empty] | 0 | 0
2 | 21 | 23 | [17 empty] | 0 | 0
2 | 21 | 24 | [17 empty] | 0 | 0
2 | 22 | 1 | [17 empty] | 0 | 0
2 | 22 | 2 | [17 empty] | 0 | 0
2 | 22 | 3 | [17 empty] | 0 | 0
2 | 22 | 4 | [17 empty] | 0 | 0
2 | 22 | 5 | [17 empty] | 0 | 0
2 | 22 | 6 | [17 empty] | 0 | 0
2 | 22 | 7 | [17 empty] | 0 | 0
2 | 22 | 8 | [17 empty] | 0 | 0
2 | 22 | 9 | [17 empty] | 0 | 0
2 | 22 | 10 | [17 empty] | 0 | 0
2 | 22 | 11 | [17 empty] | 0 | 0
2 | 22 | 12 | [17 empty] | 0 | 0
2 | 22 | 13 | [17 empty] | 0 | 0
2 | 22 | 14 | [17 empty] | 0 | 0
2 | 22 | 15 | [17 empty] | 0 | 0
2 | 22 | 16 | [17 empty] | 0 | 0
2 | 22 | 17 | [17 empty] | 0 | 0
2 | 22 | 18 | [17 empty] | 0 | 0
2 | 22 | 19 | [17 empty] | 0 | 0
2 | 22 | 20 | [17 empty] | 0 | 0
2 | 22 | 21 | [17 empty] | 0 | 0
2 | 22 | 22 | [17 empty] | 0 | 0
2 | 22 | 23 | [17 empty] | 0 | 0
2 | 22 | 24 | [17 empty] | 0 | 0
2 | 23 | 1 | [17 empty] | 0 | 0
2 | 23 | 2 | [17 empty] | 0 | 0
2 | 23 | 3 | [17 empty] | 0 | 0
2 | 23 | 4 | [17 empty] | 0 | 0
2 | 23 | 5 | [17 empty] | 0 | 0
2 | 23 | 6 | [17 empty] | 0 | 0
2 | 23 | 7 | [17 empty] | 0 | 0
2 | 23 | 8 | [17 empty] | 0 | 0
2 | 23 | 9 | [17 empty] | 0 | 0
2 | 23 | 10 | [17 empty] | 0 | 0
2 | 23 | 11 | [17 empty] | 0 | 0
2 | 23 | 12 | [17 empty] | 0 | 0
2 | 23 | 13 | [17 empty] | 0 | 0
2 | 23 | 14 | [17 empty] | 0 | 0
2 | 23 | 15 | [17 empty] | 0 | 0
2 | 23 | 16 | [17 empty] | 0 | 0
2 | 23 | 17 | [17 empty] | 0 | 0
2 | 23 | 18 | [17 empty] | 0 | 0
2 | 23 | 19 | [17 empty] | 0 | 0
2 | 23 | 20 | [17 empty] | 0 | 0
2 | 23 | 21 | [17 empty] | 0 | 0
2 | 23 | 22 | [17 empty] | 0 | 0
2 | 23 | 23 | [17 empty] | 0 | 0
2 | 23 | 24 | [17 empty] | 0 | 0
2 | 24 | 1 | [17 empty] | 0 | 0
2 | 24 | 2 | [17 empty] | 0 | 0
2 | 24 | 3 | [17 empty] | 0 | 0
2 | 24 | 4 | [17 empty] | 0 | 0
2 | 24 | 5 | [17 empty] | 0 | 0
2 | 24 | 6 | [17 empty] | 0 | 0
2 | 24 | 7 | [17 empty] | 0 | 0
2 | 24 | 8 | [17 empty] | 0 | 0
2 | 24 | 9 | [17 empty] | 0 | 0
2 | 24 | 10 | [17 empty] | 0 | 0
2 | 24 | 11 | [17 empty] | 0 | 0
2 | 24 | 12 | [17 empty] | 0 | 0
2 | 24 | 13 | [17 empty] | 0 | 0
2 | 24 | 14 | [17 empty] | 0 | 0
2 | 24 | 15 | [17 empty] | 0 | 0
2 | 24 | 16 | [17 empty] | 0 | 0
2 | 24 | 17 | [17 empty] | 0 | 0
2 | 24 | 18 | [17 empty] | 0 | 0
2 | 24 | 19 | [17 empty] | 0 | 0
2 | 24 | 20 | [17 empty] | 0 | 0
2 | 24 | 21 | [17 empty] | 0 | 0
2 | 24 | 22 | [17 empty] | 0 | 0
2 | 24 | 23 | [17 empty] | 0 | 0
2 | 24 | 24 | [17 empty] | 0 | 0
2 | 25 | 1 | [17 empty] | 0 | 0
2 | 25 | 2 | [17 empty] | 0 | 0
2 | 25 | 3 | [17 empty] | 0 | 0
2 | 25 | 4 | [17 empty] | 0 | 0
2 | 25 | 5 | [17 empty] | 0 | 0
2 | 25 | 6 | [17 empty] | 0 | 0
2 | 25 | 7 | [17 empty] | 0 | 0
2 | 25 | 8 | [17 empty] | 0 | 0
2 | 25 | 9 | [17 empty] | 0 | 0
2 | 25 | 10 | [17 empty] | 0 | 0
2 | 25 | 11 | [17 empty] | 0 | 0
2 | 25 | 12 | [17 empty] | 0 | 0
2 | 25 | 13 | [17 empty] | 0 | 0
2 | 25 | 14 | [17 empty] | 0 | 0
2 | 25 | 15 | [17 empty] | 0 | 0
2 | 25 | 16 | [17 empty] | 0 | 0
2 | 25 | 17 | [17 empty] | 0 | 0
2 | 25 | 18 | [17 empty] | 0 | 0
2 | 25 | 19 | [17 empty] | 0 | 0
2 | 25 | 20 | [17 empty] | 0 | 0
2 | 25 | 21 | [17 empty] | 0 | 0
2 | 25 | 22 | [17 empty] | 0 | 0
2 | 25 | 23 | [17 empty] | 0 | 0
2 | 25 | 24 | [17 empty] | 0 | 0
2 | 26 | 1 | [17 empty] | 0 | 0
2 | 26 | 2 | [17 empty] | 0 | 0
2 | 26 | 3 | [17 empty] | 0 | 0
2 | 26 | 4 | [17 empty] | 0 | 0
2 | 26 | 5 | [17 empty] | 0 | 0
2 | 26 | 6 | [17 empty] | 0 | 0
2 | 26 | 7 | [17 empty] | 0 | 0
2 | 26 | 8 | [17 empty] | 0 | 0
2 | 26 | 9 | [17 empty] | 0 | 0
2 | 26 | 10 | [17 empty] | 0 | 0
2 | 26 | 11 | [17 empty] | 0 | 0
2 | 26 | 12 | [17 empty] | 0 | 0
2 | 26 | 13 | [17 empty] | 0 | 0
2 | 26 | 14 | [17 empty] | 0 | 0
2 | 26 | 15 | [17 empty] | 0 | 0
2 | 26 | 16 | [17 empty] | 0 | 0
2 | 26 | 17 | [17 empty] | 0 | 0
2 | 26 | 18 | [17 empty] | 0 | 0
2 | 26 | 19 | [17 empty] | 0 | 0
2 | 26 | 20 | [17 empty] | 0 | 0
2 | 26 | 21 | [17 empty] | 0 | 0
2 | 26 | 22 | [17 empty] | 0 | 0
2 | 26 | 23 | [17 empty] | 0 | 0
2 | 26 | 24 | [17 empty] | 0 | 0
2 | 27 | 1 | [17 empty] | 0 | 0
2 | 27 | 2 | [17 empty] | 0 | 0
2 | 27 | 3 | [17 empty] | 0 | 0
2 | 27 | 4 | [17 empty] | 0 | 0
2 | 27 | 5 | [17 empty] | 0 | 0
2 | 27 | 6 | [17 empty] | 0 | 0
2 | 27 | 7 | [17 empty] | 0 | 0
2 | 27 | 8 | [17 empty] | 0 | 0
2 | 27 | 9 | [17 empty] | 0 | 0
2 | 27 | 10 | [17 empty] | 0 | 0
2 | 27 | 11 | [17 empty] | 0 | 0
2 | 27 | 12 | [17 empty] | 0 | 0
2 | 27 | 13 | [17 empty] | 0 | 0
2 | 27 | 14 | [17 empty] | 0 | 0
2 | 27 | 15 | [17 empty] | 0 | 0
2 | 27 | 16 | [17 empty] | 0 | 0
2 | 27 | 17 | [17 empty] | 0 | 0
2 | 27 | 18 | [17 empty] | 0 | 0
2 | 27 | 19 | [17 empty] | 0 | 0
2 | 27 | 20 | [17 empty] | 0 | 0
2 | 27 | 21 | [17 empty] | 0 | 0
2 | 27 | 22 | [17 empty] | 0 | 0
2 | 27 | 23 | [17 empty] | 0 | 0
2 | 27 | 24 | [17 empty] | 0 | 0
2 | 28 | 1 | [17 empty] | 0 | 0
2 | 28 | 2 | [17 empty] | 0 | 0
2 | 28 | 3 | [17 empty] | 0 | 0
2 | 28 | 4 | [17 empty] | 0 | 0
2 | 28 | 5 | [17 empty] | 0 | 0
2 | 28 | 6 | [17 empty] | 0 | 0
2 | 28 | 7 | [17 empty] | 0 | 0
2 | 28 | 8 | [17 empty] | 0 | 0
2 | 28 | 9 | [17 empty] | 0 | 0
2 | 28 | 10 | [17 empty] | 0 | 0
2 | 28 | 11 | [17 empty] | 0 | 0
2 | 28 | 12 | [17 empty] | 0 | 0
2 | 28 | 13 | [17 empty] | 0 | 0
2 | 28 | 14 | [17 empty] | 0 | 0
2 | 28 | 15 | [17 empty] | 0 | 0
2 | 28 | 16 | [17 empty] | 0 | 0
2 | 28 | 17 | [17 empty] | 0 | 0
2 | 28 | 18 | [17 empty] | 0 | 0
2 | 28 | 19 | [17 empty] | 0 | 0
2 | 28 | 20 | [17 empty] | 0 | 0
2 | 28 | 21 | [17 empty] | 0 | 0
2 | 28 | 22 | [17 empty] | 0 | 0
2 | 28 | 23 | [17 empty] | 0 | 0
2 | 28 | 24 | [17 empty] | 0 | 0
3 | 1 | 1 | [17 empty] | 0 | 0
3 | 1 | 2 | [17 empty] | 0 | 0
3 | 1 | 3 | [17 empty] | 0 | 0
3 | 1 | 4 | [17 empty] | 0 | 0
3 | 1 | 5 | [17 empty] | 0 | 0
3 | 1 | 6 | [17 empty] | 0 | 0
3 | 1 | 7 | [17 empty] | 0 | 0
3 | 1 | 8 | [17 empty] | 0 | 0
3 | 1 | 9 | [17 empty] | 0 | 0
3 | 1 | 10 | [17 empty] | 0 | 0
3 | 1 | 11 | [17 empty] | 0 | 0
3 | 1 | 12 | [17 empty] | 0 | 0
3 | 1 | 13 | [17 empty] | 0 | 0
3 | 1 | 14 | [17 empty] | 0 | 0
3 | 1 | 15 | [17 empty] | 0 | 0
3 | 1 | 16 | [17 empty] | 0 | 0
3 | 1 | 17 | [17 empty] | 0 | 0
3 | 1 | 18 | [17 empty] | 0 | 0
3 | 1 | 19 | [17 empty] | 0 | 0
3 | 1 | 20 | [17 empty] | 0 | 0
3 | 1 | 21 | [17 empty] | 0 | 0
3 | 1 | 22 | [17 empty] | 0 | 0
3 | 1 | 23 | [17 empty] | 0 | 0
3 | 1 | 24 | [17 empty] | 0 | 0
3 | 2 | 1 | [17 empty] | 0 | 0
3 | 2 | 2 | [17 empty] | 0 | 0
3 | 2 | 3 | [17 empty] | 0 | 0
3 | 2 | 4 | [17 empty] | 0 | 0
3 | 2 | 5 | [17 empty] | 0 | 0
3 | 2 | 6 | [17 empty] | 0 | 0
3 | 2 | 7 | [17 empty] | 0 | 0
3 | 2 | 8 | [17 empty] | 0 | 0
3 | 2 | 9 | [17 empty] | 0 | 0
3 | 2 | 10 | [17 empty] | 0 | 0
3 | 2 | 11 | [17 empty] | 0 | 0
3 | 2 | 12 | [17 empty] | 0 | 0
3 | 2 | 13 | [17 empty] | 0 | 0
3 | 2 | 14 | [17 empty] | 0 | 0
3 | 2 | 15 | [17 empty] | 0 | 0
3 | 2 | 16 | [17 empty] | 0 | 0
3 | 2 | 17 | [17 empty] | 0 | 0
3 | 2 | 18 | [17 empty] | 0 | 0
3 | 2 | 19 | [17 empty] | 0 | 0
3 | 2 | 20 | [17 empty] | 0 | 0
3 | 2 | 21 | [17 empty] | 0 | 0
3 | 2 | 22 | [17 empty] | 0 | 0
3 | 2 | 23 | [17 empty] | 0 | 0
3 | 2 | 24 | [17 empty] | 0 | 0
3 | 3 | 1 | [17 empty] | 0 | 0
3 | 3 | 2 | [17 empty] | 0 | 0
3 | 3 | 3 | [17 empty] | 0 | 0
3 | 3 | 4 | [17 empty] | 0 | 0
3 | 3 | 5 | [17 empty] | 0 | 0
3 | 3 | 6 | [17 empty] | 0 | 0
3 | 3 | 7 | [17 empty] | 0 | 0
3 | 3 | 8 | [17 empty] | 0 | 0
3 | 3 | 9 | [17 empty] | 0 | 0
3 | 3 | 10 | [17 empty] | 0 | 0
3 | 3 | 11 | [17 empty] | 0 | 0
3 | 3 | 12 | [17 empty] | 0 | 0
3 | 3 | 13 | [17 empty] | 0 | 0
3 | 3 | 14 | [17 empty] | 0 | 0
3 | 3 | 15 | [17 empty] | 0 | 0
3 | 3 | 16 | [17 empty] | 0 | 0
3 | 3 | 17 | [17 empty] | 0 | 0
3 | 3 | 18 | [17 empty] | 0 | 0
3 | 3 | 19 | [17 empty] | 0 | 0
3 | 3 | 20 | [17 empty] | 0 | 0
3 | 3 | 21 | [17 empty] | 0 | 0
3 | 3 | 22 | [17 empty] | 0 | 0
3 | 3 | 23 | [17 empty] | 0 | 0
3 | 3 | 24 | [17 empty] | 0 | 0
3 | 4 | 1 | [17 empty] | 0 | 0
3 | 4 | 2 | [17 empty] | 0 | 0
3 | 4 | 3 | [17 empty] | 0 | 0
3 | 4 | 4 | [17 empty] | 0 | 0
3 | 4 | 5 | [17 empty] | 0 | 0
3 | 4 | 6 | [17 empty] | 0 | 0
3 | 4 | 7 | [17 empty] | 0 | 0
3 | 4 | 8 | [17 empty] | 0 | 0
3 | 4 | 9 | [17 empty] | 0 | 0
3 | 4 | 10 | [17 empty] | 0 | 0
3 | 4 | 11 | [17 empty] | 0 | 0
3 | 4 | 12 | [17 empty] | 0 | 0
3 | 4 | 13 | [17 empty] | 0 | 0
3 | 4 | 14 | [17 empty] | 0 | 0
3 | 4 | 15 | [17 empty] | 0 | 0
3 | 4 | 16 | [17 empty] | 0 | 0
3 | 4 | 17 | [17 empty] | 0 | 0
3 | 4 | 18 | [17 empty] | 0 | 0
3 | 4 | 19 | [17 empty] | 0 | 0
3 | 4 | 20 | [17 empty] | 0 | 0
3 | 4 | 21 | [17 empty] | 0 | 0
3 | 4 | 22 | [17 empty] | 0 | 0
3 | 4 | 23 | [17 empty] | 0 | 0
3 | 4 | 24 | [17 empty] | 0 | 0
3 | 5 | 1 | [17 empty] | 0 | 0
3 | 5 | 2 | [17 empty] | 0 | 0
3 | 5 | 3 | [17 empty] | 0 | 0
3 | 5 | 4 | [17 empty] | 0 | 0
3 | 5 | 5 | [17 empty] | 0 | 0
3 | 5 | 6 | [17 empty] | 0 | 0
3 | 5 | 7 | [17 empty] | 0 | 0
3 | 5 | 8 | [17 empty] | 0 | 0
3 | 5 | 9 | [17 empty] | 0 | 0
3 | 5 | 10 | [17 empty] | 0 | 0
3 | 5 | 11 | [17 empty] | 0 | 0
3 | 5 | 12 | [17 empty] | 0 | 0
3 | 5 | 13 | [17 empty] | 0 | 0
3 | 5 | 14 | [17 empty] | 0 | 0
3 | 5 | 15 | [17 empty] | 0 | 0
3 | 5 | 16 | [17 empty] | 0 | 0
3 | 5 | 17 | [17 empty] | 0 | 0
3 | 5 | 18 | [17 empty] | 0 | 0
3 | 5 | 19 | [17 empty] | 0 | 0
3 | 5 | 20 | [17 empty] | 0 | 0
3 | 5 | 21 | [17 empty] | 0 | 0
3 | 5 | 22 | [17 empty] | 0 | 0
3 | 5 | 23 | [17 empty] | 0 | 0
3 | 5 | 24 | [17 empty] | 0 | 0
3 | 6 | 1 | [17 empty] | 0 | 0
3 | 6 | 2 | [17 empty] | 0 | 0
3 | 6 | 3 | [17 empty] | 0 | 0
3 | 6 | 4 | [17 empty] | 0 | 0
3 | 6 | 5 | [17 empty] | 0 | 0
3 | 6 | 6 | [17 empty] | 0 | 0
3 | 6 | 7 | [17 empty] | 0 | 0
3 | 6 | 8 | [17 empty] | 0 | 0
3 | 6 | 9 | [17 empty] | 0 | 0
3 | 6 | 10 | [17 empty] | 0 | 0
3 | 6 | 11 | [17 empty] | 0 | 0
3 | 6 | 12 | [17 empty] | 0 | 0
3 | 6 | 13 | [17 empty] | 0 | 0
3 | 6 | 14 | [17 empty] | 0 | 0
3 | 6 | 15 | [17 empty] | 0 | 0
3 | 6 | 16 | [17 empty] | 0 | 0
3 | 6 | 17 | [17 empty] | 0 | 0
3 | 6 | 18 | [17 empty] | 0 | 0
3 | 6 | 19 | [17 empty] | 0 | 0
3 | 6 | 20 | [17 empty] | 0 | 0
3 | 6 | 21 | [17 empty] | 0 | 0
3 | 6 | 22 | [17 empty] | 0 | 0
3 | 6 | 23 | [17 empty] | 0 | 0
3 | 6 | 24 | [17 empty] | 0 | 0
3 | 7 | 1 | [17 empty] | 0 | 0
3 | 7 | 2 | [17 empty] | 0 | 0
3 | 7 | 3 | [17 empty] | 0 | 0
3 | 7 | 4 | [17 empty] | 0 | 0
3 | 7 | 5 | [17 empty] | 0 | 0
3 | 7 | 6 | [17 empty] | 0 | 0
3 | 7 | 7 | [17 empty] | 0 | 0
3 | 7 | 8 | [17 empty] | 0 | 0
3 | 7 | 9 | [17 empty] | 0 | 0
3 | 7 | 10 | [17 empty] | 0 | 0
3 | 7 | 11 | [17 empty] | 0 | 0
3 | 7 | 12 | [17 empty] | 0 | 0
3 | 7 | 13 | [17 empty] | 0 | 0
3 | 7 | 14 | [17 empty] | 0 | 0
3 | 7 | 15 | [17 empty] | 0 | 0
3 | 7 | 16 | [17 empty] | 0 | 0
3 | 7 | 17 | [17 empty] | 0 | 0
3 | 7 | 18 | [17 empty] | 0 | 0
3 | 7 | 19 | [17 empty] | 0 | 0
3 | 7 | 20 | [17 empty] | 0 | 0
3 | 7 | 21 | [17 empty] | 0 | 0
3 | 7 | 22 | [17 empty] | 0 | 0
3 | 7 | 23 | [17 empty] | 0 | 0
3 | 7 | 24 | [17 empty] | 0 | 0
3 | 8 | 1 | [17 empty] | 0 | 0
3 | 8 | 2 | [17 empty] | 0 | 0
3 | 8 | 3 | [17 empty] | 0 | 0
3 | 8 | 4 | [17 empty] | 0 | 0
3 | 8 | 5 | [17 empty] | 0 | 0
3 | 8 | 6 | [17 empty] | 0 | 0
3 | 8 | 7 | [17 empty] | 0 | 0
3 | 8 | 8 | [17 empty] | 0 | 0
3 | 8 | 9 | [17 empty] | 0 | 0
3 | 8 | 10 | [17 empty] | 0 | 0
3 | 8 | 11 | [17 empty] | 0 | 0
3 | 8 | 12 | [17 empty] | 0 | 0
3 | 8 | 13 | [17 empty] | 0 | 0
3 | 8 | 14 | [17 empty] | 0 | 0
3 | 8 | 15 | [17 empty] | 0 | 0
3 | 8 | 16 | [17 empty] | 0 | 0
3 | 8 | 17 | [17 empty] | 0 | 0
3 | 8 | 18 | [17 empty] | 0 | 0
3 | 8 | 19 | [17 empty] | 0 | 0
3 | 8 | 20 | [17 empty] | 0 | 0
3 | 8 | 21 | [17 empty] | 0 | 0
3 | 8 | 22 | [17 empty] | 0 | 0
3 | 8 | 23 | [17 empty] | 0 | 0
3 | 8 | 24 | [17 empty] | 0 | 0
3 | 9 | 1 | [17 empty] | 0 | 0
3 | 9 | 2 | [17 empty] | 0 | 0
3 | 9 | 3 | [17 empty] | 0 | 0
3 | 9 | 4 | [17 empty] | 0 | 0
3 | 9 | 5 | [17 empty] | 0 | 0
3 | 9 | 6 | [17 empty] | 0 | 0
3 | 9 | 7 | [17 empty] | 0 | 0
3 | 9 | 8 | [17 empty] | 0 | 0
3 | 9 | 9 | [17 empty] | 0 | 0
3 | 9 | 10 | [17 empty] | 0 | 0
3 | 9 | 11 | [17 empty] | 0 | 0
3 | 9 | 12 | [17 empty] | 0 | 0
3 | 9 | 13 | [17 empty] | 0 | 0
3 | 9 | 14 | [17 empty] | 0 | 0
3 | 9 | 15 | [17 empty] | 0 | 0
3 | 9 | 16 | [17 empty] | 0 | 0
3 | 9 | 17 | [17 empty] | 0 | 0
3 | 9 | 18 | [17 empty] | 0 | 0
3 | 9 | 19 | [17 empty] | 0 | 0
3 | 9 | 20 | [17 empty] | 0 | 0
3 | 9 | 21 | [17 empty] | 0 | 0
3 | 9 | 22 | [17 empty] | 0 | 0
3 | 9 | 23 | [17 empty] | 0 | 0
3 | 9 | 24 | [17 empty] | 0 | 0
3 | 10 | 1 | [17 empty] | 0 | 0
3 | 10 | 2 | [17 empty] | 0 | 0
3 | 10 | 3 | [17 empty] | 0 | 0
3 | 10 | 4 | [17 empty] | 0 | 0
3 | 10 | 5 | [17 empty] | 0 | 0
3 | 10 | 6 | [17 empty] | 0 | 0
3 | 10 | 7 | [17 empty] | 0 | 0
3 | 10 | 8 | [17 empty] | 0 | 0
3 | 10 | 9 | [17 empty] | 0 | 0
3 | 10 | 10 | [17 empty] | 0 | 0
3 | 10 | 11 | [17 empty] | 0 | 0
3 | 10 | 12 | [17 empty] | 0 | 0
3 | 10 | 13 | [17 empty] | 0 | 0
3 | 10 | 14 | [17 empty] | 0 | 0
3 | 10 | 15 | [17 empty] | 0 | 0
3 | 10 | 16 | [17 empty] | 0 | 0
3 | 10 | 17 | [17 empty] | 0 | 0
3 | 10 | 18 | [17 empty] | 0 | 0
3 | 10 | 19 | [17 empty] | 0 | 0
3 | 10 | 20 | [17 empty] | 0 | 0
3 | 10 | 21 | [17 empty] | 0 | 0
3 | 10 | 22 | [17 empty] | 0 | 0
3 | 10 | 23 | [17 empty] | 0 | 0
3 | 10 | 24 | [17 empty] | 0 | 0
3 | 11 | 1 | [17 empty] | 0 | 0
3 | 11 | 2 | [17 empty] | 0 | 0
3 | 11 | 3 | [17 empty] | 0 | 0
3 | 11 | 4 | [17 empty] | 0 | 0
3 | 11 | 5 | [17 empty] | 0 | 0
3 | 11 | 6 | [17 empty] | 0 | 0
3 | 11 | 7 | [17 empty] | 0 | 0
3 | 11 | 8 | [17 empty] | 0 | 0
3 | 11 | 9 | [17 empty] | 0 | 0
3 | 11 | 10 | [17 empty] | 0 | 0
3 | 11 | 11 | [17 empty] | 0 | 0
3 | 11 | 12 | [17 empty] | 0 | 0
3 | 11 | 13 | [17 empty] | 0 | 0
3 | 11 | 14 | [17 empty] | 0 | 0
3 | 11 | 15 | [17 empty] | 0 | 0
3 | 11 | 16 | [17 empty] | 0 | 0
3 | 11 | 17 | [17 empty] | 0 | 0
3 | 11 | 18 | [17 empty] | 0 | 0
3 | 11 | 19 | [17 empty] | 0 | 0
3 | 11 | 20 | [17 empty] | 0 | 0
3 | 11 | 21 | [17 empty] | 0 | 0
3 | 11 | 22 | [17 empty] | 0 | 0
3 | 11 | 23 | [17 empty] | 0 | 0
3 | 11 | 24 | [17 empty] | 0 | 0
3 | 12 | 1 | [17 empty] | 0 | 0
3 | 12 | 2 | [17 empty] | 0 | 0
3 | 12 | 3 | [17 empty] | 0 | 0
3 | 12 | 4 | [17 empty] | 0 | 0
3 | 12 | 5 | [17 empty] | 0 | 0
3 | 12 | 6 | [17 empty] | 0 | 0
3 | 12 | 7 | [17 empty] | 0 | 0
3 | 12 | 8 | [17 empty] | 0 | 0
3 | 12 | 9 | [17 empty] | 0 | 0
3 | 12 | 10 | [17 empty] | 0 | 0
3 | 12 | 11 | [17 empty] | 0 | 0
3 | 12 | 12 | [17 empty] | 0 | 0
3 | 12 | 13 | [17 empty] | 0 | 0
3 | 12 | 14 | [17 empty] | 0 | 0
3 | 12 | 15 | [17 empty] | 0 | 0
3 | 12 | 16 | [17 empty] | 0 | 0
3 | 12 | 17 | [17 empty] | 0 | 0
3 | 12 | 18 | [17 empty] | 0 | 0
3 | 12 | 19 | [17 empty] | 0 | 0
3 | 12 | 20 | [17 empty] | 0 | 0
3 | 12 | 21 | [17 empty] | 0 | 0
3 | 12 | 22 | [17 empty] | 0 | 0
3 | 12 | 23 | [17 empty] | 0 | 0
3 | 12 | 24 | [17 empty] | 0 | 0
3 | 13 | 1 | [17 empty] | 0 | 0
3 | 13 | 2 | [17 empty] | 0 | 0
3 | 13 | 3 | [17 empty] | 0 | 0
3 | 13 | 4 | [17 empty] | 0 | 0
3 | 13 | 5 | [17 empty] | 0 | 0
3 | 13 | 6 | [17 empty] | 0 | 0
3 | 13 | 7 | [17 empty] | 0 | 0
3 | 13 | 8 | [17 empty] | 0 | 0
3 | 13 | 9 | [17 empty] | 0 | 0
3 | 13 | 10 | [17 empty] | 0 | 0
3 | 13 | 11 | [17 empty] | 0 | 0
3 | 13 | 12 | [17 empty] | 0 | 0
3 | 13 | 13 | [17 empty] | 0 | 0
3 | 13 | 14 | [17 empty] | 0 | 0
3 | 13 | 15 | [17 empty] | 0 | 0
3 | 13 | 16 | [17 empty] | 0 | 0
3 | 13 | 17 | [17 empty] | 0 | 0
3 | 13 | 18 | [17 empty] | 0 | 0
3 | 13 | 19 | [17 empty] | 0 | 0
3 | 13 | 20 | [17 empty] | 0 | 0
3 | 13 | 21 | [17 empty] | 0 | 0
3 | 13 | 22 | [17 empty] | 0 | 0
3 | 13 | 23 | [17 empty] | 0 | 0
3 | 13 | 24 | [17 empty] | 0 | 0
3 | 14 | 1 | [17 empty] | 0 | 0
3 | 14 | 2 | [17 empty] | 0 | 0
3 | 14 | 3 | [17 empty] | 0 | 0
3 | 14 | 4 | [17 empty] | 0 | 0
3 | 14 | 5 | [17 empty] | 0 | 0
3 | 14 | 6 | [17 empty] | 0 | 0
3 | 14 | 7 | [17 empty] | 0 | 0
3 | 14 | 8 | [17 empty] | 0 | 0
3 | 14 | 9 | [17 empty] | 0 | 0
3 | 14 | 10 | [17 empty] | 0 | 0
3 | 14 | 11 | [17 empty] | 0 | 0
3 | 14 | 12 | [17 empty] | 0 | 0
3 | 14 | 13 | [17 empty] | 0 | 0
3 | 14 | 14 | [17 empty] | 0 | 0
3 | 14 | 15 | [17 empty] | 0 | 0
3 | 14 | 16 | [17 empty] | 0 | 0
3 | 14 | 17 | [17 empty] | 0 | 0
3 | 14 | 18 | [17 empty] | 0 | 0
3 | 14 | 19 | [17 empty] | 0 | 0
3 | 14 | 20 | [17 empty] | 0 | 0
3 | 14 | 21 | [17 empty] | 0 | 0
3 | 14 | 22 | [17 empty] | 0 | 0
3 | 14 | 23 | [17 empty] | 0 | 0
3 | 14 | 24 | [17 empty] | 0 | 0
3 | 15 | 1 | [17 empty] | 0 | 0
3 | 15 | 2 | [17 empty] | 0 | 0
3 | 15 | 3 | [17 empty] | 0 | 0
3 | 15 | 4 | [17 empty] | 0 | 0
3 | 15 | 5 | [17 empty] | 0 | 0
3 | 15 | 6 | [17 empty] | 0 | 0
3 | 15 | 7 | [17 empty] | 0 | 0
3 | 15 | 8 | [17 empty] | 0 | 0
3 | 15 | 9 | [17 empty] | 0 | 0
3 | 15 | 10 | [17 empty] | 0 | 0
3 | 15 | 11 | [17 empty] | 0 | 0
3 | 15 | 12 | [17 empty] | 0 | 0
3 | 15 | 13 | [17 empty] | 0 | 0
3 | 15 | 14 | [17 empty] | 0 | 0
3 | 15 | 15 | [17 empty] | 0 | 0
3 | 15 | 16 | [17 empty] | 0 | 0
3 | 15 | 17 | [17 empty] | 0 | 0
3 | 15 | 18 | [17 empty] | 0 | 0
3 | 15 | 19 | [17 empty] | 0 | 0
3 | 15 | 20 | [17 empty] | 0 | 0
3 | 15 | 21 | [17 empty] | 0 | 0
3 | 15 | 22 | [17 empty] | 0 | 0
3 | 15 | 23 | [17 empty] | 0 | 0
3 | 15 | 24 | [17 empty] | 0 | 0
3 | 16 | 1 | [17 empty] | 0 | 0
3 | 16 | 2 | [17 empty] | 0 | 0
3 | 16 | 3 | [17 empty] | 0 | 0
3 | 16 | 4 | [17 empty] | 0 | 0
3 | 16 | 5 | [17 empty] | 0 | 0
3 | 16 | 6 | [17 empty] | 0 | 0
3 | 16 | 7 | [17 empty] | 0 | 0
3 | 16 | 8 | [17 empty] | 0 | 0
3 | 16 | 9 | [17 empty] | 0 | 0
3 | 16 | 10 | [17 empty] | 0 | 0
3 | 16 | 11 | [17 empty] | 0 | 0
3 | 16 | 12 | [17 empty] | 0 | 0
3 | 16 | 13 | [17 empty] | 0 | 0
3 | 16 | 14 | [17 empty] | 0 | 0
3 | 16 | 15 | [17 empty] | 0 | 0
3 | 16 | 16 | [17 empty] | 0 | 0
3 | 16 | 17 | [17 empty] | 0 | 0
3 | 16 | 18 | [17 empty] | 0 | 0
3 | 16 | 19 | [17 empty] | 0 | 0
3 | 16 | 20 | [17 empty] | 0 | 0
3 | 16 | 21 | [17 empty] | 0 | 0
3 | 16 | 22 | [17 empty] | 0 | 0
3 | 16 | 23 | [17 empty] | 0 | 0
3 | 16 | 24 | [17 empty] | 0 | 0
3 | 17 | 1 | [17 empty] | 0 | 0
3 | 17 | 2 | [17 empty] | 0 | 0
3 | 17 | 3 | [17 empty] | 0 | 0
3 | 17 | 4 | [17 empty] | 0 | 0
3 | 17 | 5 | [17 empty] | 0 | 0
3 | 17 | 6 | [17 empty] | 0 | 0
3 | 17 | 7 | [17 empty] | 0 | 0
3 | 17 | 8 | [17 empty] | 0 | 0
3 | 17 | 9 | [17 empty] | 0 | 0
3 | 17 | 10 | [17 empty] | 0 | 0
3 | 17 | 11 | [17 empty] | 0 | 0
3 | 17 | 12 | [17 empty] | 0 | 0
3 | 17 | 13 | [17 empty] | 0 | 0
3 | 17 | 14 | [17 empty] | 0 | 0
3 | 17 | 15 | [17 empty] | 0 | 0
3 | 17 | 16 | [17 empty] | 0 | 0
3 | 17 | 17 | [17 empty] | 0 | 0
3 | 17 | 18 | [17 empty] | 0 | 0
3 | 17 | 19 | [17 empty] | 0 | 0
3 | 17 | 20 | [17 empty] | 0 | 0
3 | 17 | 21 | [17 empty] | 0 | 0
3 | 17 | 22 | [17 empty] | 0 | 0
3 | 17 | 23 | [17 empty] | 0 | 0
3 | 17 | 24 | [17 empty] | 0 | 0
3 | 18 | 1 | [17 empty] | 0 | 0
3 | 18 | 2 | [17 empty] | 0 | 0
3 | 18 | 3 | [17 empty] | 0 | 0
3 | 18 | 4 | [17 empty] | 0 | 0
3 | 18 | 5 | [17 empty] | 0 | 0
3 | 18 | 6 | [17 empty] | 0 | 0
3 | 18 | 7 | [17 empty] | 0 | 0
3 | 18 | 8 | [17 empty] | 0 | 0
3 | 18 | 9 | [17 empty] | 0 | 0
3 | 18 | 10 | [17 empty] | 0 | 0
3 | 18 | 11 | [17 empty] | 0 | 0
3 | 18 | 12 | [17 empty] | 0 | 0
3 | 18 | 13 | [17 empty] | 0 | 0
3 | 18 | 14 | [17 empty] | 0 | 0
3 | 18 | 15 | [17 empty] | 0 | 0
3 | 18 | 16 | [17 empty] | 0 | 0
3 | 18 | 17 | [17 empty] | 0 | 0
3 | 18 | 18 | [17 empty] | 0 | 0
3 | 18 | 19 | [17 empty] | 0 | 0
3 | 18 | 20 | [17 empty] | 0 | 0
3 | 18 | 21 | [17 empty] | 0 | 0
3 | 18 | 22 | [17 empty] | 0 | 0
3 | 18 | 23 | [17 empty] | 0 | 0
3 | 18 | 24 | [17 empty] | 0 | 0
3 | 19 | 1 | [17 empty] | 0 | 0
3 | 19 | 2 | [17 empty] | 0 | 0
3 | 19 | 3 | [17 empty] | 0 | 0
3 | 19 | 4 | [17 empty] | 0 | 0
3 | 19 | 5 | [17 empty] | 0 | 0
3 | 19 | 6 | [17 empty] | 0 | 0
3 | 19 | 7 | [17 empty] | 0 | 0
3 | 19 | 8 | [17 empty] | 0 | 0
3 | 19 | 9 | [17 empty] | 0 | 0
3 | 19 | 10 | [17 empty] | 0 | 0
3 | 19 | 11 | [17 empty] | 0 | 0
3 | 19 | 12 | [17 empty] | 0 | 0
3 | 19 | 13 | [17 empty] | 0 | 0
3 | 19 | 14 | [17 empty] | 0 | 0
3 | 19 | 15 | [17 empty] | 0 | 0
3 | 19 | 16 | [17 empty] | 0 | 0
3 | 19 | 17 | [17 empty] | 0 | 0
3 | 19 | 18 | [17 empty] | 0 | 0
3 | 19 | 19 | [17 empty] | 0 | 0
3 | 19 | 20 | [17 empty] | 0 | 0
3 | 19 | 21 | [17 empty] | 0 | 0
3 | 19 | 22 | [17 empty] | 0 | 0
3 | 19 | 23 | [17 empty] | 0 | 0
3 | 19 | 24 | [17 empty] | 0 | 0
3 | 20 | 1 | [17 empty] | 0 | 0
3 | 20 | 2 | [17 empty] | 0 | 0
3 | 20 | 3 | [17 empty] | 0 | 0
3 | 20 | 4 | [17 empty] | 0 | 0
3 | 20 | 5 | [17 empty] | 0 | 0
3 | 20 | 6 | [17 empty] | 0 | 0
3 | 20 | 7 | [17 empty] | 0 | 0
3 | 20 | 8 | [17 empty] | 0 | 0
3 | 20 | 9 | [17 empty] | 0 | 0
3 | 20 | 10 | [17 empty] | 0 | 0
3 | 20 | 11 | [17 empty] | 0 | 0
3 | 20 | 12 | [17 empty] | 0 | 0
3 | 20 | 13 | [17 empty] | 0 | 0
3 | 20 | 14 | [17 empty] | 0 | 0
3 | 20 | 15 | [17 empty] | 0 | 0
3 | 20 | 16 | [17 empty] | 0 | 0
3 | 20 | 17 | [17 empty] | 0 | 0
3 | 20 | 18 | [17 empty] | 0 | 0
3 | 20 | 19 | [17 empty] | 0 | 0
3 | 20 | 20 | [17 empty] | 0 | 0
3 | 20 | 21 | [17 empty] | 0 | 0
3 | 20 | 22 | [17 empty] | 0 | 0
3 | 20 | 23 | [17 empty] | 0 | 0
3 | 20 | 24 | [17 empty] | 0 | 0
3 | 21 | 1 | [17 empty] | 0 | 0
3 | 21 | 2 | [17 empty] | 0 | 0
3 | 21 | 3 | [17 empty] | 0 | 0
3 | 21 | 4 | [17 empty] | 0 | 0
3 | 21 | 5 | [17 empty] | 0 | 0
3 | 21 | 6 | [17 empty] | 0 | 0
3 | 21 | 7 | [17 empty] | 0 | 0
3 | 21 | 8 | [17 empty] | 0 | 0
3 | 21 | 9 | [17 empty] | 0 | 0
3 | 21 | 10 | [17 empty] | 0 | 0
3 | 21 | 11 | [17 empty] | 0 | 0
3 | 21 | 12 | [17 empty] | 0 | 0
3 | 21 | 13 | [17 empty] | 0 | 0
3 | 21 | 14 | [17 empty] | 0 | 0
3 | 21 | 15 | [17 empty] | 0 | 0
3 | 21 | 16 | [17 empty] | 0 | 0
3 | 21 | 17 | [17 empty] | 0 | 0
3 | 21 | 18 | [17 empty] | 0 | 0
3 | 21 | 19 | [17 empty] | 0 | 0
3 | 21 | 20 | [17 empty] | 0 | 0
3 | 21 | 21 | [17 empty] | 0 | 0
3 | 21 | 22 | [17 empty] | 0 | 0
3 | 21 | 23 | [17 empty] | 0 | 0
3 | 21 | 24 | [17 empty] | 0 | 0
3 | 22 | 1 | [17 empty] | 0 | 0
3 | 22 | 2 | [17 empty] | 0 | 0
3 | 22 | 3 | [17 empty] | 0 | 0
3 | 22 | 4 | [17 empty] | 0 | 0
3 | 22 | 5 | [17 empty] | 0 | 0
3 | 22 | 6 | [17 empty] | 0 | 0
3 | 22 | 7 | [17 empty] | 0 | 0
3 | 22 | 8 | [17 empty] | 0 | 0
3 | 22 | 9 | [17 empty] | 0 | 0
3 | 22 | 10 | [17 empty] | 0 | 0
3 | 22 | 11 | [17 empty] | 0 | 0
3 | 22 | 12 | [17 empty] | 0 | 0
3 | 22 | 13 | [17 empty] | 0 | 0
3 | 22 | 14 | [17 empty] | 0 | 0
3 | 22 | 15 | [17 empty] | 0 | 0
3 | 22 | 16 | [17 empty] | 0 | 0
3 | 22 | 17 | [17 empty] | 0 | 0
3 | 22 | 18 | [17 empty] | 0 | 0
3 | 22 | 19 | [17 empty] | 0 | 0
3 | 22 | 20 | [17 empty] | 0 | 0
3 | 22 | 21 | [17 empty] | 0 | 0
3 | 22 | 22 | [17 empty] | 0 | 0
3 | 22 | 23 | [17 empty] | 0 | 0
3 | 22 | 24 | [17 empty] | 0 | 0
3 | 23 | 1 | [17 empty] | 0 | 0
3 | 23 | 2 | [17 empty] | 0 | 0
3 | 23 | 3 | [17 empty] | 0 | 0
3 | 23 | 4 | [17 empty] | 0 | 0
3 | 23 | 5 | [17 empty] | 0 | 0
3 | 23 | 6 | [17 empty] | 0 | 0
3 | 23 | 7 | [17 empty] | 0 | 0
3 | 23 | 8 | [17 empty] | 0 | 0
3 | 23 | 9 | [17 empty] | 0 | 0
3 | 23 | 10 | [17 empty] | 0 | 0
3 | 23 | 11 | [17 empty] | 0 | 0
3 | 23 | 12 | [17 empty] | 0 | 0
3 | 23 | 13 | [17 empty] | 0 | 0
3 | 23 | 14 | [17 empty] | 0 | 0
3 | 23 | 15 | [17 empty] | 0 | 0
3 | 23 | 16 | [17 empty] | 0 | 0
3 | 23 | 17 | [17 empty] | 0 | 0
3 | 23 | 18 | [17 empty] | 0 | 0
3 | 23 | 19 | [17 empty] | 0 | 0
3 | 23 | 20 | [17 empty] | 0 | 0
3 | 23 | 21 | [17 empty] | 0 | 0
3 | 23 | 22 | [17 empty] | 0 | 0
3 | 23 | 23 | [17 empty] | 0 | 0
3 | 23 | 24 | [17 empty] | 0 | 0
3 | 24 | 1 | [17 empty] | 0 | 0
3 | 24 | 2 | [17 empty] | 0 | 0
3 | 24 | 3 | [17 empty] | 0 | 0
3 | 24 | 4 | [17 empty] | 0 | 0
3 | 24 | 5 | [17 empty] | 0 | 0
3 | 24 | 6 | [17 empty] | 0 | 0
3 | 24 | 7 | [17 empty] | 0 | 0
3 | 24 | 8 | [17 empty] | 0 | 0
3 | 24 | 9 | [17 empty] | 0 | 0
3 | 24 | 10 | [17 empty] | 0 | 0
3 | 24 | 11 | [17 empty] | 0 | 0
3 | 24 | 12 | [17 empty] | 0 | 0
3 | 24 | 13 | [17 empty] | 0 | 0
3 | 24 | 14 | [17 empty] | 0 | 0
3 | 24 | 15 | [17 empty] | 0 | 0
3 | 24 | 16 | [17 empty] | 0 | 0
3 | 24 | 17 | [17 empty] | 0 | 0
3 | 24 | 18 | [17 empty] | 0 | 0
3 | 24 | 19 | [17 empty] | 0 | 0
3 | 24 | 20 | [17 empty] | 0 | 0
3 | 24 | 21 | [17 empty] | 0 | 0
3 | 24 | 22 | [17 empty] | 0 | 0
3 | 24 | 23 | [17 empty] | 0 | 0
3 | 24 | 24 | [17 empty] | 0 | 0
3 | 25 | 1 | [17 empty] | 0 | 0
3 | 25 | 2 | [17 empty] | 0 | 0
3 | 25 | 3 | [17 empty] | 0 | 0
3 | 25 | 4 | [17 empty] | 0 | 0
3 | 25 | 5 | [17 empty] | 0 | 0
3 | 25 | 6 | [17 empty] | 0 | 0
3 | 25 | 7 | [17 empty] | 0 | 0
3 | 25 | 8 | [17 empty] | 0 | 0
3 | 25 | 9 | [17 empty] | 0 | 0
3 | 25 | 10 | [17 empty] | 0 | 0
3 | 25 | 11 | [17 empty] | 0 | 0
3 | 25 | 12 | [17 empty] | 0 | 0
3 | 25 | 13 | [17 empty] | 0 | 0
3 | 25 | 14 | [17 empty] | 0 | 0
3 | 25 | 15 | [17 empty] | 0 | 0
3 | 25 | 16 | [17 empty] | 0 | 0
3 | 25 | 17 | [17 empty] | 0 | 0
3 | 25 | 18 | [17 empty] | 0 | 0
3 | 25 | 19 | [17 empty] | 0 | 0
3 | 25 | 20 | [17 empty] | 0 | 0
3 | 25 | 21 | [17 empty] | 0 | 0
3 | 25 | 22 | [17 empty] | 0 | 0
3 | 25 | 23 | [17 empty] | 0 | 0
3 | 25 | 24 | [17 empty] | 0 | 0
3 | 26 | 1 | [17 empty] | 0 | 0
3 | 26 | 2 | [17 empty] | 0 | 0
3 | 26 | 3 | [17 empty] | 0 | 0
3 | 26 | 4 | [17 empty] | 0 | 0
3 | 26 | 5 | [17 empty] | 0 | 0
3 | 26 | 6 | [17 empty] | 0 | 0
3 | 26 | 7 | [17 empty] | 0 | 0
3 | 26 | 8 | [17 empty] | 0 | 0
3 | 26 | 9 | [17 empty] | 0 | 0
3 | 26 | 10 | [17 empty] | 0 | 0
3 | 26 | 11 | [17 empty] | 0 | 0
3 | 26 | 12 | [17 empty] | 0 | 0
3 | 26 | 13 | [17 empty] | 0 | 0
3 | 26 | 14 | [17 empty] | 0 | 0
3 | 26 | 15 | [17 empty] | 0 | 0
3 | 26 | 16 | [17 empty] | 0 | 0
3 | 26 | 17 | [17 empty] | 0 | 0
3 | 26 | 18 | [17 empty] | 0 | 0
3 | 26 | 19 | [17 empty] | 0 | 0
3 | 26 | 20 | [17 empty] | 0 | 0
3 | 26 | 21 | [17 empty] | 0 | 0
3 | 26 | 22 | [17 empty] | 0 | 0
3 | 26 | 23 | [17 empty] | 0 | 0
3 | 26 | 24 | [17 empty] | 0 | 0
3 | 27 | 1 | [17 empty] | 0 | 0
3 | 27 | 2 | [17 empty] | 0 | 0
3 | 27 | 3 | [17 empty] | 0 | 0
3 | 27 | 4 | [17 empty] | 0 | 0
3 | 27 | 5 | [17 empty] | 0 | 0
3 | 27 | 6 | [17 empty] | 0 | 0
3 | 27 | 7 | [17 empty] | 0 | 0
3 | 27 | 8 | [17 empty] | 0 | 0
3 | 27 | 9 | [17 empty] | 0 | 0
3 | 27 | 10 | [17 empty] | 0 | 0
3 | 27 | 11 | [17 empty] | 0 | 0
3 | 27 | 12 | [17 empty] | 0 | 0
3 | 27 | 13 | [17 empty] | 0 | 0
3 | 27 | 14 | [17 empty] | 0 | 0
3 | 27 | 15 | [17 empty] | 0 | 0
3 | 27 | 16 | [17 empty] | 0 | 0
3 | 27 | 17 | [17 empty] | 0 | 0
3 | 27 | 18 | [17 empty] | 0 | 0
3 | 27 | 19 | [17 empty] | 0 | 0
3 | 27 | 20 | [17 empty] | 0 | 0
3 | 27 | 21 | [17 empty] | 0 | 0
3 | 27 | 22 | [17 empty] | 0 | 0
3 | 27 | 23 | [17 empty] | 0 | 0
3 | 27 | 24 | [17 empty] | 0 | 0
3 | 28 | 1 | [17 empty] | 0 | 0
3 | 28 | 2 | [17 empty] | 0 | 0
3 | 28 | 3 | [17 empty] | 0 | 0
3 | 28 | 4 | [17 empty] | 0 | 0
3 | 28 | 5 | [17 empty] | 0 | 0
3 | 28 | 6 | [17 empty] | 0 | 0
3 | 28 | 7 | [17 empty] | 0 | 0
3 | 28 | 8 | [17 empty] | 0 | 0
3 | 28 | 9 | [17 empty] | 0 | 0
3 | 28 | 10 | [17 empty] | 0 | 0
3 | 28 | 11 | [17 empty] | 0 | 0
3 | 28 | 12 | [17 empty] | 0 | 0
3 | 28 | 13 | [17 empty] | 0 | 0
3 | 28 | 14 | [17 empty] | 0 | 0
3 | 28 | 15 | [17 empty] | 0 | 0
3 | 28 | 16 | [17 empty] | 0 | 0
3 | 28 | 17 | [17 empty] | 0 | 0
3 | 28 | 18 | [17 empty] | 0 | 0
3 | 28 | 19 | [17 empty] | 0 | 0
3 | 28 | 20 | [17 empty] | 0 | 0
3 | 28 | 21 | [17 empty] | 0 | 0
3 | 28 | 22 | [17 empty] | 0 | 0
3 | 28 | 23 | [17 empty] | 0 | 0
3 | 28 | 24 | [17 empty] | 0 | 0
3 | 29 | 1 | [17 empty] | 0 | 0
3 | 29 | 2 | [17 empty] | 0 | 0
3 | 29 | 3 | [17 empty] | 0 | 0
3 | 29 | 4 | [17 empty] | 0 | 0
3 | 29 | 5 | [17 empty] | 0 | 0
3 | 29 | 6 | [17 empty] | 0 | 0
3 | 29 | 7 | [17 empty] | 0 | 0
3 | 29 | 8 | [17 empty] | 0 | 0
3 | 29 | 9 | [17 empty] | 0 | 0
3 | 29 | 10 | [17 empty] | 0 | 0
3 | 29 | 11 | [17 empty] | 0 | 0
3 | 29 | 12 | [17 empty] | 0 | 0
3 | 29 | 13 | [17 empty] | 0 | 0
3 | 29 | 14 | [17 empty] | 0 | 0
3 | 29 | 15 | [17 empty] | 0 | 0
3 | 29 | 16 | [17 empty] | 0 | 0
3 | 29 | 17 | [17 empty] | 0 | 0
3 | 29 | 18 | [17 empty] | 0 | 0
3 | 29 | 19 | [17 empty] | 0 | 0
3 | 29 | 20 | [17 empty] | 0 | 0
3 | 29 | 21 | [17 empty] | 0 | 0
3 | 29 | 22 | [17 empty] | 0 | 0
3 | 29 | 23 | [17 empty] | 0 | 0
3 | 29 | 24 | [17 empty] | 0 | 0
3 | 30 | 1 | [17 empty] | 0 | 0
3 | 30 | 2 | [17 empty] | 0 | 0
3 | 30 | 3 | [17 empty] | 0 | 0
3 | 30 | 4 | [17 empty] | 0 | 0
3 | 30 | 5 | [17 empty] | 0 | 0
3 | 30 | 6 | [17 empty] | 0 | 0
3 | 30 | 7 | [17 empty] | 0 | 0
3 | 30 | 8 | [17 empty] | 0 | 0
3 | 30 | 9 | [17 empty] | 0 | 0
3 | 30 | 10 | [17 empty] | 0 | 0
3 | 30 | 11 | [17 empty] | 0 | 0
3 | 30 | 12 | [17 empty] | 0 | 0
3 | 30 | 13 | [17 empty] | 0 | 0
3 | 30 | 14 | [17 empty] | 0 | 0
3 | 30 | 15 | [17 empty] | 0 | 0
3 | 30 | 16 | [17 empty] | 0 | 0
3 | 30 | 17 | [17 empty] | 0 | 0
3 | 30 | 18 | [17 empty] | 0 | 0
3 | 30 | 19 | [17 empty] | 0 | 0
3 | 30 | 20 | [17 empty] | 0 | 0
3 | 30 | 21 | [17 empty] | 0 | 0
3 | 30 | 22 | [17 empty] | 0 | 0
3 | 30 | 23 | [17 empty] | 0 | 0
3 | 30 | 24 | [17 empty] | 0 | 0
3 | 31 | 1 | [17 empty] | 0 | 0
3 | 31 | 2 | [17 empty] | 0 | 0
3 | 31 | 3 | [17 empty] | 0 | 0
3 | 31 | 4 | [17 empty] | 0 | 0
3 | 31 | 5 | [17 empty] | 0 | 0
3 | 31 | 6 | [17 empty] | 0 | 0
3 | 31 | 7 | [17 empty] | 0 | 0
3 | 31 | 8 | [17 empty] | 0 | 0
3 | 31 | 9 | [17 empty] | 0 | 0
3 | 31 | 10 | [17 empty] | 0 | 0
3 | 31 | 11 | [17 empty] | 0 | 0
3 | 31 | 12 | [17 empty] | 0 | 0
3 | 31 | 13 | [17 empty] | 0 | 0
3 | 31 | 14 | [17 empty] | 0 | 0
3 | 31 | 15 | [17 empty] | 0 | 0
3 | 31 | 16 | [17 empty] | 0 | 0
3 | 31 | 17 | [17 empty] | 0 | 0
3 | 31 | 18 | [17 empty] | 0 | 0
3 | 31 | 19 | [17 empty] | 0 | 0
3 | 31 | 20 | [17 empty] | 0 | 0
3 | 31 | 21 | [17 empty] | 0 | 0
3 | 31 | 22 | [17 empty] | 0 | 0
3 | 31 | 23 | [17 empty] | 0 | 0
3 | 31 | 24 | [17 empty] | 0 | 0
4 | 1 | 1 | [17 empty] | 0 | 0
4 | 1 | 2 | [17 empty] | 0 | 0
4 | 1 | 3 | [17 empty] | 0 | 0
4 | 1 | 4 | [17 empty] | 0 | 0
4 | 1 | 5 | [17 empty] | 0 | 0
4 | 1 | 6 | [17 empty] | 0 | 0
4 | 1 | 7 | [17 empty] | 0 | 0
4 | 1 | 8 | [17 empty] | 0 | 0
4 | 1 | 9 | [17 empty] | 0 | 0
4 | 1 | 10 | [17 empty] | 0 | 0
4 | 1 | 11 | [17 empty] | 0 | 0
4 | 1 | 12 | [17 empty] | 0 | 0
4 | 1 | 13 | [17 empty] | 0 | 0
4 | 1 | 14 | [17 empty] | 0 | 0
4 | 1 | 15 | [17 empty] | 0 | 0
4 | 1 | 16 | [17 empty] | 0 | 0
4 | 1 | 17 | [17 empty] | 0 | 0
4 | 1 | 18 | [17 empty] | 0 | 0
4 | 1 | 19 | [17 empty] | 0 | 0
4 | 1 | 20 | [17 empty] | 0 | 0
4 | 1 | 21 | [17 empty] | 0 | 0
4 | 1 | 22 | [17 empty] | 0 | 0
4 | 1 | 23 | [17 empty] | 0 | 0
4 | 1 | 24 | [17 empty] | 0 | 0
4 | 2 | 1 | [17 empty] | 0 | 0
4 | 2 | 2 | [17 empty] | 0 | 0
4 | 2 | 3 | [17 empty] | 0 | 0
4 | 2 | 4 | [17 empty] | 0 | 0
4 | 2 | 5 | [17 empty] | 0 | 0
4 | 2 | 6 | [17 empty] | 0 | 0
4 | 2 | 7 | [17 empty] | 0 | 0
4 | 2 | 8 | [17 empty] | 0 | 0
4 | 2 | 9 | [17 empty] | 0 | 0
4 | 2 | 10 | [17 empty] | 0 | 0
4 | 2 | 11 | [17 empty] | 0 | 0
4 | 2 | 12 | [17 empty] | 0 | 0
4 | 2 | 13 | [17 empty] | 0 | 0
4 | 2 | 14 | [17 empty] | 0 | 0
4 | 2 | 15 | [17 empty] | 0 | 0
4 | 2 | 16 | [17 empty] | 0 | 0
4 | 2 | 17 | [17 empty] | 0 | 0
4 | 2 | 18 | [17 empty] | 0 | 0
4 | 2 | 19 | [17 empty] | 0 | 0
4 | 2 | 20 | [17 empty] | 0 | 0
4 | 2 | 21 | [17 empty] | 0 | 0
4 | 2 | 22 | [17 empty] | 0 | 0
4 | 2 | 23 | [17 empty] | 0 | 0
4 | 2 | 24 | [17 empty] | 0 | 0
4 | 3 | 1 | [17 empty] | 0 | 0
4 | 3 | 2 | [17 empty] | 0 | 0
4 | 3 | 3 | [17 empty] | 0 | 0
4 | 3 | 4 | [17 empty] | 0 | 0
4 | 3 | 5 | [17 empty] | 0 | 0
4 | 3 | 6 | [17 empty] | 0 | 0
4 | 3 | 7 | [17 empty] | 0 | 0
4 | 3 | 8 | [17 empty] | 0 | 0
4 | 3 | 9 | [17 empty] | 0 | 0
4 | 3 | 10 | [17 empty] | 0 | 0
4 | 3 | 11 | [17 empty] | 0 | 0
4 | 3 | 12 | [17 empty] | 0 | 0
4 | 3 | 13 | [17 empty] | 0 | 0
4 | 3 | 14 | [17 empty] | 0 | 0
4 | 3 | 15 | [17 empty] | 0 | 0
4 | 3 | 16 | [17 empty] | 0 | 0
4 | 3 | 17 | [17 empty] | 0 | 0
4 | 3 | 18 | [17 empty] | 0 | 0
4 | 3 | 19 | [17 empty] | 0 | 0
4 | 3 | 20 | [17 empty] | 0 | 0
4 | 3 | 21 | [17 empty] | 0 | 0
4 | 3 | 22 | [17 empty] | 0 | 0
4 | 3 | 23 | [17 empty] | 0 | 0
4 | 3 | 24 | [17 empty] | 0 | 0
4 | 4 | 1 | [17 empty] | 0 | 0
4 | 4 | 2 | [17 empty] | 0 | 0
4 | 4 | 3 | [17 empty] | 0 | 0
4 | 4 | 4 | [17 empty] | 0 | 0
4 | 4 | 5 | [17 empty] | 0 | 0
4 | 4 | 6 | [17 empty] | 0 | 0
4 | 4 | 7 | [17 empty] | 0 | 0
4 | 4 | 8 | [17 empty] | 0 | 0
4 | 4 | 9 | [17 empty] | 0 | 0
4 | 4 | 10 | [17 empty] | 0 | 0
4 | 4 | 11 | [17 empty] | 0 | 0
4 | 4 | 12 | [17 empty] | 0 | 0
4 | 4 | 13 | [17 empty] | 0 | 0
4 | 4 | 14 | [17 empty] | 0 | 0
4 | 4 | 15 | [17 empty] | 0 | 0
4 | 4 | 16 | [17 empty] | 0 | 0
4 | 4 | 17 | [17 empty] | 0 | 0
4 | 4 | 18 | [17 empty] | 0 | 0
4 | 4 | 19 | [17 empty] | 0 | 0
4 | 4 | 20 | [17 empty] | 0 | 0
4 | 4 | 21 | [17 empty] | 0 | 0
4 | 4 | 22 | [17 empty] | 0 | 0
4 | 4 | 23 | [17 empty] | 0 | 0
4 | 4 | 24 | [17 empty] | 0 | 0
4 | 5 | 1 | [17 empty] | 0 | 0
4 | 5 | 2 | [17 empty] | 0 | 0
4 | 5 | 3 | [17 empty] | 0 | 0
4 | 5 | 4 | [17 empty] | 0 | 0
4 | 5 | 5 | [17 empty] | 0 | 0
4 | 5 | 6 | [17 empty] | 0 | 0
4 | 5 | 7 | [17 empty] | 0 | 0
4 | 5 | 8 | [17 empty] | 0 | 0
4 | 5 | 9 | [17 empty] | 0 | 0
4 | 5 | 10 | [17 empty] | 0 | 0
4 | 5 | 11 | [17 empty] | 0 | 0
4 | 5 | 12 | [17 empty] | 0 | 0
4 | 5 | 13 | [17 empty] | 0 | 0
4 | 5 | 14 | [17 empty] | 0 | 0
4 | 5 | 15 | [17 empty] | 0 | 0
4 | 5 | 16 | [17 empty] | 0 | 0
4 | 5 | 17 | [17 empty] | 0 | 0
4 | 5 | 18 | [17 empty] | 0 | 0
4 | 5 | 19 | [17 empty] | 0 | 0
4 | 5 | 20 | [17 empty] | 0 | 0
4 | 5 | 21 | [17 empty] | 0 | 0
4 | 5 | 22 | [17 empty] | 0 | 0
4 | 5 | 23 | [17 empty] | 0 | 0
4 | 5 | 24 | [17 empty] | 0 | 0
4 | 6 | 1 | [17 empty] | 0 | 0
4 | 6 | 2 | [17 empty] | 0 | 0
4 | 6 | 3 | [17 empty] | 0 | 0
4 | 6 | 4 | [17 empty] | 0 | 0
4 | 6 | 5 | [17 empty] | 0 | 0
4 | 6 | 6 | [17 empty] | 0 | 0
4 | 6 | 7 | [17 empty] | 0 | 0
4 | 6 | 8 | [17 empty] | 0 | 0
4 | 6 | 9 | [17 empty] | 0 | 0
4 | 6 | 10 | [17 empty] | 0 | 0
4 | 6 | 11 | [17 empty] | 0 | 0
4 | 6 | 12 | [17 empty] | 0 | 0
4 | 6 | 13 | [17 empty] | 0 | 0
4 | 6 | 14 | [17 empty] | 0 | 0
4 | 6 | 15 | [17 empty] | 0 | 0
4 | 6 | 16 | [17 empty] | 0 | 0
4 | 6 | 17 | [17 empty] | 0 | 0
4 | 6 | 18 | [17 empty] | 0 | 0
4 | 6 | 19 | [17 empty] | 0 | 0
4 | 6 | 20 | [17 empty] | 0 | 0
4 | 6 | 21 | [17 empty] | 0 | 0
4 | 6 | 22 | [17 empty] | 0 | 0
4 | 6 | 23 | [17 empty] | 0 | 0
4 | 6 | 24 | [17 empty] | 0 | 0
4 | 7 | 1 | [17 empty] | 0 | 0
4 | 7 | 2 | [17 empty] | 0 | 0
4 | 7 | 3 | [17 empty] | 0 | 0
4 | 7 | 4 | [17 empty] | 0 | 0
4 | 7 | 5 | [17 empty] | 0 | 0
4 | 7 | 6 | [17 empty] | 0 | 0
4 | 7 | 7 | [17 empty] | 0 | 0
4 | 7 | 8 | [17 empty] | 0 | 0
4 | 7 | 9 | [17 empty] | 0 | 0
4 | 7 | 10 | [17 empty] | 0 | 0
4 | 7 | 11 | [17 empty] | 0 | 0
4 | 7 | 12 | [17 empty] | 0 | 0
4 | 7 | 13 | [17 empty] | 0 | 0
4 | 7 | 14 | [17 empty] | 0 | 0
4 | 7 | 15 | [17 empty] | 0 | 0
4 | 7 | 16 | [17 empty] | 0 | 0
4 | 7 | 17 | [17 empty] | 0 | 0
4 | 7 | 18 | [17 empty] | 0 | 0
4 | 7 | 19 | [17 empty] | 0 | 0
4 | 7 | 20 | [17 empty] | 0 | 0
4 | 7 | 21 | [17 empty] | 0 | 0
4 | 7 | 22 | [17 empty] | 0 | 0
4 | 7 | 23 | [17 empty] | 0 | 0
4 | 7 | 24 | [17 empty] | 0 | 0
4 | 8 | 1 | [17 empty] | 0 | 0
4 | 8 | 2 | [17 empty] | 0 | 0
4 | 8 | 3 | [17 empty] | 0 | 0
4 | 8 | 4 | [17 empty] | 0 | 0
4 | 8 | 5 | [17 empty] | 0 | 0
4 | 8 | 6 | [17 empty] | 0 | 0
4 | 8 | 7 | [17 empty] | 0 | 0
4 | 8 | 8 | [17 empty] | 0 | 0
4 | 8 | 9 | [17 empty] | 0 | 0
4 | 8 | 10 | [17 empty] | 0 | 0
4 | 8 | 11 | [17 empty] | 0 | 0
4 | 8 | 12 | [17 empty] | 0 | 0
4 | 8 | 13 | [17 empty] | 0 | 0
4 | 8 | 14 | [17 empty] | 0 | 0
4 | 8 | 15 | [17 empty] | 0 | 0
4 | 8 | 16 | [17 empty] | 0 | 0
4 | 8 | 17 | [17 empty] | 0 | 0
4 | 8 | 18 | [17 empty] | 0 | 0
4 | 8 | 19 | [17 empty] | 0 | 0
4 | 8 | 20 | [17 empty] | 0 | 0
4 | 8 | 21 | [17 empty] | 0 | 0
4 | 8 | 22 | [17 empty] | 0 | 0
4 | 8 | 23 | [17 empty] | 0 | 0
4 | 8 | 24 | [17 empty] | 0 | 0
4 | 9 | 1 | [17 empty] | 0 | 0
4 | 9 | 2 | [17 empty] | 0 | 0
4 | 9 | 3 | [17 empty] | 0 | 0
4 | 9 | 4 | [17 empty] | 0 | 0
4 | 9 | 5 | [17 empty] | 0 | 0
4 | 9 | 6 | [17 empty] | 0 | 0
4 | 9 | 7 | [17 empty] | 0 | 0
4 | 9 | 8 | [17 empty] | 0 | 0
4 | 9 | 9 | [17 empty] | 0 | 0
4 | 9 | 10 | [17 empty] | 0 | 0
4 | 9 | 11 | [17 empty] | 0 | 0
4 | 9 | 12 | [17 empty] | 0 | 0
4 | 9 | 13 | [17 empty] | 0 | 0
4 | 9 | 14 | [17 empty] | 0 | 0
4 | 9 | 15 | [17 empty] | 0 | 0
4 | 9 | 16 | [17 empty] | 0 | 0
4 | 9 | 17 | [17 empty] | 0 | 0
4 | 9 | 18 | [17 empty] | 0 | 0
4 | 9 | 19 | [17 empty] | 0 | 0
4 | 9 | 20 | [17 empty] | 0 | 0
4 | 9 | 21 | [17 empty] | 0 | 0
4 | 9 | 22 | [17 empty] | 0 | 0
4 | 9 | 23 | [17 empty] | 0 | 0
4 | 9 | 24 | [17 empty] | 0 | 0
4 | 10 | 1 | [17 empty] | 0 | 0
4 | 10 | 2 | [17 empty] | 0 | 0
4 | 10 | 3 | [17 empty] | 0 | 0
4 | 10 | 4 | [17 empty] | 0 | 0
4 | 10 | 5 | [17 empty] | 0 | 0
4 | 10 | 6 | [17 empty] | 0 | 0
4 | 10 | 7 | [17 empty] | 0 | 0
4 | 10 | 8 | [17 empty] | 0 | 0
4 | 10 | 9 | [17 empty] | 0 | 0
4 | 10 | 10 | [17 empty] | 0 | 0
4 | 10 | 11 | [17 empty] | 0 | 0
4 | 10 | 12 | [17 empty] | 0 | 0
4 | 10 | 13 | [17 empty] | 0 | 0
4 | 10 | 14 | [17 empty] | 0 | 0
4 | 10 | 15 | [17 empty] | 0 | 0
4 | 10 | 16 | [17 empty] | 0 | 0
4 | 10 | 17 | [17 empty] | 0 | 0
4 | 10 | 18 | [17 empty] | 0 | 0
4 | 10 | 19 | [17 empty] | 0 | 0
4 | 10 | 20 | [17 empty] | 0 | 0
4 | 10 | 21 | [17 empty] | 0 | 0
4 | 10 | 22 | [17 empty] | 0 | 0
4 | 10 | 23 | [17 empty] | 0 | 0
4 | 10 | 24 | [17 empty] | 0 | 0
4 | 11 | 1 | [17 empty] | 0 | 0
4 | 11 | 2 | [17 empty] | 0 | 0
4 | 11 | 3 | [17 empty] | 0 | 0
4 | 11 | 4 | [17 empty] | 0 | 0
4 | 11 | 5 | [17 empty] | 0 | 0
4 | 11 | 6 | [17 empty] | 0 | 0
4 | 11 | 7 | [17 empty] | 0 | 0
4 | 11 | 8 | [17 empty] | 0 | 0
4 | 11 | 9 | [17 empty] | 0 | 0
4 | 11 | 10 | [17 empty] | 0 | 0
4 | 11 | 11 | [17 empty] | 0 | 0
4 | 11 | 12 | [17 empty] | 0 | 0
4 | 11 | 13 | [17 empty] | 0 | 0
4 | 11 | 14 | [17 empty] | 0 | 0
4 | 11 | 15 | [17 empty] | 0 | 0
4 | 11 | 16 | [17 empty] | 0 | 0
4 | 11 | 17 | [17 empty] | 0 | 0
4 | 11 | 18 | [17 empty] | 0 | 0
4 | 11 | 19 | [17 empty] | 0 | 0
4 | 11 | 20 | [17 empty] | 0 | 0
4 | 11 | 21 | [17 empty] | 0 | 0
4 | 11 | 22 | [17 empty] | 0 | 0
4 | 11 | 23 | [17 empty] | 0 | 0
4 | 11 | 24 | [17 empty] | 0 | 0
4 | 12 | 1 | [17 empty] | 0 | 0
4 | 12 | 2 | [17 empty] | 0 | 0
4 | 12 | 3 | [17 empty] | 0 | 0
4 | 12 | 4 | [17 empty] | 0 | 0
4 | 12 | 5 | [17 empty] | 0 | 0
4 | 12 | 6 | [17 empty] | 0 | 0
4 | 12 | 7 | [17 empty] | 0 | 0
4 | 12 | 8 | [17 empty] | 0 | 0
4 | 12 | 9 | [17 empty] | 0 | 0
4 | 12 | 10 | [17 empty] | 0 | 0
4 | 12 | 11 | [17 empty] | 0 | 0
4 | 12 | 12 | [17 empty] | 0 | 0
4 | 12 | 13 | [17 empty] | 0 | 0
4 | 12 | 14 | [17 empty] | 0 | 0
4 | 12 | 15 | [17 empty] | 0 | 0
4 | 12 | 16 | [17 empty] | 0 | 0
4 | 12 | 17 | [17 empty] | 0 | 0
4 | 12 | 18 | [17 empty] | 0 | 0
4 | 12 | 19 | [17 empty] | 0 | 0
4 | 12 | 20 | [17 empty] | 0 | 0
4 | 12 | 21 | [17 empty] | 0 | 0
4 | 12 | 22 | [17 empty] | 0 | 0
4 | 12 | 23 | [17 empty] | 0 | 0
4 | 12 | 24 | [17 empty] | 0 | 0
4 | 13 | 1 | [17 empty] | 0 | 0
4 | 13 | 2 | [17 empty] | 0 | 0
4 | 13 | 3 | [17 empty] | 0 | 0
4 | 13 | 4 | [17 empty] | 0 | 0
4 | 13 | 5 | [17 empty] | 0 | 0
4 | 13 | 6 | [17 empty] | 0 | 0
4 | 13 | 7 | [17 empty] | 0 | 0
4 | 13 | 8 | [17 empty] | 0 | 0
4 | 13 | 9 | [17 empty] | 0 | 0
4 | 13 | 10 | [17 empty] | 0 | 0
4 | 13 | 11 | [17 empty] | 0 | 0
4 | 13 | 12 | [17 empty] | 0 | 0
4 | 13 | 13 | [17 empty] | 0 | 0
4 | 13 | 14 | [17 empty] | 0 | 0
4 | 13 | 15 | [17 empty] | 0 | 0
4 | 13 | 16 | [17 empty] | 0 | 0
4 | 13 | 17 | [17 empty] | 0 | 0
4 | 13 | 18 | [17 empty] | 0 | 0
4 | 13 | 19 | [17 empty] | 0 | 0
4 | 13 | 20 | [17 empty] | 0 | 0
4 | 13 | 21 | [17 empty] | 0 | 0
4 | 13 | 22 | [17 empty] | 0 | 0
4 | 13 | 23 | [17 empty] | 0 | 0
4 | 13 | 24 | [17 empty] | 0 | 0
4 | 14 | 1 | [17 empty] | 0 | 0
4 | 14 | 2 | [17 empty] | 0 | 0
4 | 14 | 3 | [17 empty] | 0 | 0
4 | 14 | 4 | [17 empty] | 0 | 0
4 | 14 | 5 | [17 empty] | 0 | 0
4 | 14 | 6 | [17 empty] | 0 | 0
4 | 14 | 7 | [17 empty] | 0 | 0
4 | 14 | 8 | [17 empty] | 0 | 0
4 | 14 | 9 | [17 empty] | 0 | 0
4 | 14 | 10 | [17 empty] | 0 | 0
4 | 14 | 11 | [17 empty] | 0 | 0
4 | 14 | 12 | [17 empty] | 0 | 0
4 | 14 | 13 | [17 empty] | 0 | 0
4 | 14 | 14 | [17 empty] | 0 | 0
4 | 14 | 15 | [17 empty] | 0 | 0
4 | 14 | 16 | [17 empty] | 0 | 0
4 | 14 | 17 | [17 empty] | 0 | 0
4 | 14 | 18 | [17 empty] | 0 | 0
4 | 14 | 19 | [17 empty] | 0 | 0
4 | 14 | 20 | [17 empty] | 0 | 0
4 | 14 | 21 | [17 empty] | 0 | 0
4 | 14 | 22 | [17 empty] | 0 | 0
4 | 14 | 23 | [17 empty] | 0 | 0
4 | 14 | 24 | [17 empty] | 0 | 0
4 | 15 | 1 | [17 empty] | 0 | 0
4 | 15 | 2 | [17 empty] | 0 | 0
4 | 15 | 3 | [17 empty] | 0 | 0
4 | 15 | 4 | [17 empty] | 0 | 0
4 | 15 | 5 | [17 empty] | 0 | 0
4 | 15 | 6 | [17 empty] | 0 | 0
4 | 15 | 7 | [17 empty] | 0 | 0
4 | 15 | 8 | [17 empty] | 0 | 0
4 | 15 | 9 | [17 empty] | 0 | 0
4 | 15 | 10 | [17 empty] | 0 | 0
4 | 15 | 11 | [17 empty] | 0 | 0
4 | 15 | 12 | [17 empty] | 0 | 0
4 | 15 | 13 | [17 empty] | 0 | 0
4 | 15 | 14 | [17 empty] | 0 | 0
4 | 15 | 15 | [17 empty] | 0 | 0
4 | 15 | 16 | [17 empty] | 0 | 0
4 | 15 | 17 | [17 empty] | 0 | 0
4 | 15 | 18 | [17 empty] | 0 | 0
4 | 15 | 19 | [17 empty] | 0 | 0
4 | 15 | 20 | [17 empty] | 0 | 0
4 | 15 | 21 | [17 empty] | 0 | 0
4 | 15 | 22 | [17 empty] | 0 | 0
4 | 15 | 23 | [17 empty] | 0 | 0
4 | 15 | 24 | [17 empty] | 0 | 0
4 | 16 | 1 | [17 empty] | 0 | 0
4 | 16 | 2 | [17 empty] | 0 | 0
4 | 16 | 3 | [17 empty] | 0 | 0
4 | 16 | 4 | [17 empty] | 0 | 0
4 | 16 | 5 | [17 empty] | 0 | 0
4 | 16 | 6 | [17 empty] | 0 | 0
4 | 16 | 7 | [17 empty] | 0 | 0
4 | 16 | 8 | [17 empty] | 0 | 0
4 | 16 | 9 | [17 empty] | 0 | 0
4 | 16 | 10 | [17 empty] | 0 | 0
4 | 16 | 11 | [17 empty] | 0 | 0
4 | 16 | 12 | [17 empty] | 0 | 0
4 | 16 | 13 | [17 empty] | 0 | 0
4 | 16 | 14 | [17 empty] | 0 | 0
4 | 16 | 15 | [17 empty] | 0 | 0
4 | 16 | 16 | [17 empty] | 0 | 0
4 | 16 | 17 | [17 empty] | 0 | 0
4 | 16 | 18 | [17 empty] | 0 | 0
4 | 16 | 19 | [17 empty] | 0 | 0
4 | 16 | 20 | [17 empty] | 0 | 0
4 | 16 | 21 | [17 empty] | 0 | 0
4 | 16 | 22 | [17 empty] | 0 | 0
4 | 16 | 23 | [17 empty] | 0 | 0
4 | 16 | 24 | [17 empty] | 0 | 0
4 | 17 | 1 | [17 empty] | 0 | 0
4 | 17 | 2 | [17 empty] | 0 | 0
4 | 17 | 3 | [17 empty] | 0 | 0
4 | 17 | 4 | [17 empty] | 0 | 0
4 | 17 | 5 | [17 empty] | 0 | 0
4 | 17 | 6 | [17 empty] | 0 | 0
4 | 17 | 7 | [17 empty] | 0 | 0
4 | 17 | 8 | [17 empty] | 0 | 0
4 | 17 | 9 | [17 empty] | 0 | 0
4 | 17 | 10 | [17 empty] | 0 | 0
4 | 17 | 11 | [17 empty] | 0 | 0
4 | 17 | 12 | [17 empty] | 0 | 0
4 | 17 | 13 | [17 empty] | 0 | 0
4 | 17 | 14 | [17 empty] | 0 | 0
4 | 17 | 15 | [17 empty] | 0 | 0
4 | 17 | 16 | [17 empty] | 0 | 0
4 | 17 | 17 | [17 empty] | 0 | 0
4 | 17 | 18 | [17 empty] | 0 | 0
4 | 17 | 19 | [17 empty] | 0 | 0
4 | 17 | 20 | [17 empty] | 0 | 0
4 | 17 | 21 | [17 empty] | 0 | 0
4 | 17 | 22 | [17 empty] | 0 | 0
4 | 17 | 23 | [17 empty] | 0 | 0
4 | 17 | 24 | [17 empty] | 0 | 0
4 | 18 | 1 | [17 empty] | 0 | 0
4 | 18 | 2 | [17 empty] | 0 | 0
4 | 18 | 3 | [17 empty] | 0 | 0
4 | 18 | 4 | [17 empty] | 0 | 0
4 | 18 | 5 | [17 empty] | 0 | 0
4 | 18 | 6 | [17 empty] | 0 | 0
4 | 18 | 7 | [17 empty] | 0 | 0
4 | 18 | 8 | [17 empty] | 0 | 0
4 | 18 | 9 | [17 empty] | 0 | 0
4 | 18 | 10 | [17 empty] | 0 | 0
4 | 18 | 11 | [17 empty] | 0 | 0
4 | 18 | 12 | [17 empty] | 0 | 0
4 | 18 | 13 | [17 empty] | 0 | 0
4 | 18 | 14 | [17 empty] | 0 | 0
4 | 18 | 15 | [17 empty] | 0 | 0
4 | 18 | 16 | [17 empty] | 0 | 0
4 | 18 | 17 | [17 empty] | 0 | 0
4 | 18 | 18 | [17 empty] | 0 | 0
4 | 18 | 19 | [17 empty] | 0 | 0
4 | 18 | 20 | [17 empty] | 0 | 0
4 | 18 | 21 | [17 empty] | 0 | 0
4 | 18 | 22 | [17 empty] | 0 | 0
4 | 18 | 23 | [17 empty] | 0 | 0
4 | 18 | 24 | [17 empty] | 0 | 0
4 | 19 | 1 | [17 empty] | 0 | 0
4 | 19 | 2 | [17 empty] | 0 | 0
4 | 19 | 3 | [17 empty] | 0 | 0
4 | 19 | 4 | [17 empty] | 0 | 0
4 | 19 | 5 | [17 empty] | 0 | 0
4 | 19 | 6 | [17 empty] | 0 | 0
4 | 19 | 7 | [17 empty] | 0 | 0
4 | 19 | 8 | [17 empty] | 0 | 0
4 | 19 | 9 | [17 empty] | 0 | 0
4 | 19 | 10 | [17 empty] | 0 | 0
4 | 19 | 11 | [17 empty] | 0 | 0
4 | 19 | 12 | [17 empty] | 0 | 0
4 | 19 | 13 | [17 empty] | 0 | 0
4 | 19 | 14 | [17 empty] | 0 | 0
4 | 19 | 15 | [17 empty] | 0 | 0
4 | 19 | 16 | [17 empty] | 0 | 0
4 | 19 | 17 | [17 empty] | 0 | 0
4 | 19 | 18 | [17 empty] | 0 | 0
4 | 19 | 19 | [17 empty] | 0 | 0
4 | 19 | 20 | [17 empty] | 0 | 0
4 | 19 | 21 | [17 empty] | 0 | 0
4 | 19 | 22 | [17 empty] | 0 | 0
4 | 19 | 23 | [17 empty] | 0 | 0
4 | 19 | 24 | [17 empty] | 0 | 0
4 | 20 | 1 | [17 empty] | 0 | 0
4 | 20 | 2 | [17 empty] | 0 | 0
4 | 20 | 3 | [17 empty] | 0 | 0
4 | 20 | 4 | [17 empty] | 0 | 0
4 | 20 | 5 | [17 empty] | 0 | 0
4 | 20 | 6 | [17 empty] | 0 | 0
4 | 20 | 7 | [17 empty] | 0 | 0
4 | 20 | 8 | [17 empty] | 0 | 0
4 | 20 | 9 | [17 empty] | 0 | 0
4 | 20 | 10 | [17 empty] | 0 | 0
4 | 20 | 11 | [17 empty] | 0 | 0
4 | 20 | 12 | [17 empty] | 0 | 0
4 | 20 | 13 | [17 empty] | 0 | 0
4 | 20 | 14 | [17 empty] | 0 | 0
4 | 20 | 15 | [17 empty] | 0 | 0
4 | 20 | 16 | [17 empty] | 0 | 0
4 | 20 | 17 | [17 empty] | 0 | 0
4 | 20 | 18 | [17 empty] | 0 | 0
4 | 20 | 19 | [17 empty] | 0 | 0
4 | 20 | 20 | [17 empty] | 0 | 0
4 | 20 | 21 | [17 empty] | 0 | 0
4 | 20 | 22 | [17 empty] | 0 | 0
4 | 20 | 23 | [17 empty] | 0 | 0
4 | 20 | 24 | [17 empty] | 0 | 0
4 | 21 | 1 | [17 empty] | 0 | 0
4 | 21 | 2 | [17 empty] | 0 | 0
4 | 21 | 3 | [17 empty] | 0 | 0
4 | 21 | 4 | [17 empty] | 0 | 0
4 | 21 | 5 | [17 empty] | 0 | 0
4 | 21 | 6 | [17 empty] | 0 | 0
4 | 21 | 7 | [17 empty] | 0 | 0
4 | 21 | 8 | [17 empty] | 0 | 0
4 | 21 | 9 | [17 empty] | 0 | 0
4 | 21 | 10 | [17 empty] | 0 | 0
4 | 21 | 11 | [17 empty] | 0 | 0
4 | 21 | 12 | [17 empty] | 0 | 0
4 | 21 | 13 | [17 empty] | 0 | 0
4 | 21 | 14 | [17 empty] | 0 | 0
4 | 21 | 15 | [17 empty] | 0 | 0
4 | 21 | 16 | [17 empty] | 0 | 0
4 | 21 | 17 | [17 empty] | 0 | 0
4 | 21 | 18 | [17 empty] | 0 | 0
4 | 21 | 19 | [17 empty] | 0 | 0
4 | 21 | 20 | [17 empty] | 0 | 0
4 | 21 | 21 | [17 empty] | 0 | 0
4 | 21 | 22 | [17 empty] | 0 | 0
4 | 21 | 23 | [17 empty] | 0 | 0
4 | 21 | 24 | [17 empty] | 0 | 0
4 | 22 | 1 | [17 empty] | 0 | 0
4 | 22 | 2 | [17 empty] | 0 | 0
4 | 22 | 3 | [17 empty] | 0 | 0
4 | 22 | 4 | [17 empty] | 0 | 0
4 | 22 | 5 | [17 empty] | 0 | 0
4 | 22 | 6 | [17 empty] | 0 | 0
4 | 22 | 7 | [17 empty] | 0 | 0
4 | 22 | 8 | [17 empty] | 0 | 0
4 | 22 | 9 | [17 empty] | 0 | 0
4 | 22 | 10 | [17 empty] | 0 | 0
4 | 22 | 11 | [17 empty] | 0 | 0
4 | 22 | 12 | [17 empty] | 0 | 0
4 | 22 | 13 | [17 empty] | 0 | 0
4 | 22 | 14 | [17 empty] | 0 | 0
4 | 22 | 15 | [17 empty] | 0 | 0
4 | 22 | 16 | [17 empty] | 0 | 0
4 | 22 | 17 | [17 empty] | 0 | 0
4 | 22 | 18 | [17 empty] | 0 | 0
4 | 22 | 19 | [17 empty] | 0 | 0
4 | 22 | 20 | [17 empty] | 0 | 0
4 | 22 | 21 | [17 empty] | 0 | 0
4 | 22 | 22 | [17 empty] | 0 | 0
4 | 22 | 23 | [17 empty] | 0 | 0
4 | 22 | 24 | [17 empty] | 0 | 0
4 | 23 | 1 | [17 empty] | 0 | 0
4 | 23 | 2 | [17 empty] | 0 | 0
4 | 23 | 3 | [17 empty] | 0 | 0
4 | 23 | 4 | [17 empty] | 0 | 0
4 | 23 | 5 | [17 empty] | 0 | 0
4 | 23 | 6 | [17 empty] | 0 | 0
4 | 23 | 7 | [17 empty] | 0 | 0
4 | 23 | 8 | [17 empty] | 0 | 0
4 | 23 | 9 | [17 empty] | 0 | 0
4 | 23 | 10 | [17 empty] | 0 | 0
4 | 23 | 11 | [17 empty] | 0 | 0
4 | 23 | 12 | [17 empty] | 0 | 0
4 | 23 | 13 | [17 empty] | 0 | 0
4 | 23 | 14 | [17 empty] | 0 | 0
4 | 23 | 15 | [17 empty] | 0 | 0
4 | 23 | 16 | [17 empty] | 0 | 0
4 | 23 | 17 | [17 empty] | 0 | 0
4 | 23 | 18 | [17 empty] | 0 | 0
4 | 23 | 19 | [17 empty] | 0 | 0
4 | 23 | 20 | [17 empty] | 0 | 0
4 | 23 | 21 | [17 empty] | 0 | 0
4 | 23 | 22 | [17 empty] | 0 | 0
4 | 23 | 23 | [17 empty] | 0 | 0
4 | 23 | 24 | [17 empty] | 0 | 0
4 | 24 | 1 | [17 empty] | 0 | 0
4 | 24 | 2 | [17 empty] | 0 | 0
4 | 24 | 3 | [17 empty] | 0 | 0
4 | 24 | 4 | [17 empty] | 0 | 0
4 | 24 | 5 | [17 empty] | 0 | 0
4 | 24 | 6 | [17 empty] | 0 | 0
4 | 24 | 7 | [17 empty] | 0 | 0
4 | 24 | 8 | [17 empty] | 0 | 0
4 | 24 | 9 | [17 empty] | 0 | 0
4 | 24 | 10 | [17 empty] | 0 | 0
4 | 24 | 11 | [17 empty] | 0 | 0
4 | 24 | 12 | [17 empty] | 0 | 0
4 | 24 | 13 | [17 empty] | 0 | 0
4 | 24 | 14 | [17 empty] | 0 | 0
4 | 24 | 15 | [17 empty] | 0 | 0
4 | 24 | 16 | [17 empty] | 0 | 0
4 | 24 | 17 | [17 empty] | 0 | 0
4 | 24 | 18 | [17 empty] | 0 | 0
4 | 24 | 19 | [17 empty] | 0 | 0
4 | 24 | 20 | [17 empty] | 0 | 0
4 | 24 | 21 | [17 empty] | 0 | 0
4 | 24 | 22 | [17 empty] | 0 | 0
4 | 24 | 23 | [17 empty] | 0 | 0
4 | 24 | 24 | [17 empty] | 0 | 0
4 | 25 | 1 | [17 empty] | 0 | 0
4 | 25 | 2 | [17 empty] | 0 | 0
4 | 25 | 3 | [17 empty] | 0 | 0
4 | 25 | 4 | [17 empty] | 0 | 0
4 | 25 | 5 | [17 empty] | 0 | 0
4 | 25 | 6 | [17 empty] | 0 | 0
4 | 25 | 7 | [17 empty] | 0 | 0
4 | 25 | 8 | [17 empty] | 0 | 0
4 | 25 | 9 | [17 empty] | 0 | 0
4 | 25 | 10 | [17 empty] | 0 | 0
4 | 25 | 11 | [17 empty] | 0 | 0
4 | 25 | 12 | [17 empty] | 0 | 0
4 | 25 | 13 | [17 empty] | 0 | 0
4 | 25 | 14 | [17 empty] | 0 | 0
4 | 25 | 15 | [17 empty] | 0 | 0
4 | 25 | 16 | [17 empty] | 0 | 0
4 | 25 | 17 | [17 empty] | 0 | 0
4 | 25 | 18 | [17 empty] | 0 | 0
4 | 25 | 19 | [17 empty] | 0 | 0
4 | 25 | 20 | [17 empty] | 0 | 0
4 | 25 | 21 | [17 empty] | 0 | 0
4 | 25 | 22 | [17 empty] | 0 | 0
4 | 25 | 23 | [17 empty] | 0 | 0
4 | 25 | 24 | [17 empty] | 0 | 0
4 | 26 | 1 | [17 empty] | 0 | 0
4 | 26 | 2 | [17 empty] | 0 | 0
4 | 26 | 3 | [17 empty] | 0 | 0
4 | 26 | 4 | [17 empty] | 0 | 0
4 | 26 | 5 | [17 empty] | 0 | 0
4 | 26 | 6 | [17 empty] | 0 | 0
4 | 26 | 7 | [17 empty] | 0 | 0
4 | 26 | 8 | [17 empty] | 0 | 0
4 | 26 | 9 | [17 empty] | 0 | 0
4 | 26 | 10 | [17 empty] | 0 | 0
4 | 26 | 11 | [17 empty] | 0 | 0
4 | 26 | 12 | [17 empty] | 0 | 0
4 | 26 | 13 | [17 empty] | 0 | 0
4 | 26 | 14 | [17 empty] | 0 | 0
4 | 26 | 15 | [17 empty] | 0 | 0
4 | 26 | 16 | [17 empty] | 0 | 0
4 | 26 | 17 | [17 empty] | 0 | 0
4 | 26 | 18 | [17 empty] | 0 | 0
4 | 26 | 19 | [17 empty] | 0 | 0
4 | 26 | 20 | [17 empty] | 0 | 0
4 | 26 | 21 | [17 empty] | 0 | 0
4 | 26 | 22 | [17 empty] | 0 | 0
4 | 26 | 23 | [17 empty] | 0 | 0
4 | 26 | 24 | [17 empty] | 0 | 0
4 | 27 | 1 | [17 empty] | 0 | 0
4 | 27 | 2 | [17 empty] | 0 | 0
4 | 27 | 3 | [17 empty] | 0 | 0
4 | 27 | 4 | [17 empty] | 0 | 0
4 | 27 | 5 | [17 empty] | 0 | 0
4 | 27 | 6 | [17 empty] | 0 | 0
4 | 27 | 7 | [17 empty] | 0 | 0
4 | 27 | 8 | [17 empty] | 0 | 0
4 | 27 | 9 | [17 empty] | 0 | 0
4 | 27 | 10 | [17 empty] | 0 | 0
4 | 27 | 11 | [17 empty] | 0 | 0
4 | 27 | 12 | [17 empty] | 0 | 0
4 | 27 | 13 | [17 empty] | 0 | 0
4 | 27 | 14 | [17 empty] | 0 | 0
4 | 27 | 15 | [17 empty] | 0 | 0
4 | 27 | 16 | [17 empty] | 0 | 0
4 | 27 | 17 | [17 empty] | 0 | 0
4 | 27 | 18 | [17 empty] | 0 | 0
4 | 27 | 19 | [17 empty] | 0 | 0
4 | 27 | 20 | [17 empty] | 0 | 0
4 | 27 | 21 | [17 empty] | 0 | 0
4 | 27 | 22 | [17 empty] | 0 | 0
4 | 27 | 23 | [17 empty] | 0 | 0
4 | 27 | 24 | [17 empty] | 0 | 0
4 | 28 | 1 | [17 empty] | 0 | 0
4 | 28 | 2 | [17 empty] | 0 | 0
4 | 28 | 3 | [17 empty] | 0 | 0
4 | 28 | 4 | [17 empty] | 0 | 0
4 | 28 | 5 | [17 empty] | 0 | 0
4 | 28 | 6 | [17 empty] | 0 | 0
4 | 28 | 7 | [17 empty] | 0 | 0
4 | 28 | 8 | [17 empty] | 0 | 0
4 | 28 | 9 | [17 empty] | 0 | 0
4 | 28 | 10 | [17 empty] | 0 | 0
4 | 28 | 11 | [17 empty] | 0 | 0
4 | 28 | 12 | [17 empty] | 0 | 0
4 | 28 | 13 | [17 empty] | 0 | 0
4 | 28 | 14 | [17 empty] | 0 | 0
4 | 28 | 15 | [17 empty] | 0 | 0
4 | 28 | 16 | [17 empty] | 0 | 0
4 | 28 | 17 | [17 empty] | 0 | 0
4 | 28 | 18 | [17 empty] | 0 | 0
4 | 28 | 19 | [17 empty] | 0 | 0
4 | 28 | 20 | [17 empty] | 0 | 0
4 | 28 | 21 | [17 empty] | 0 | 0
4 | 28 | 22 | [17 empty] | 0 | 0
4 | 28 | 23 | [17 empty] | 0 | 0
4 | 28 | 24 | [17 empty] | 0 | 0
4 | 29 | 1 | [17 empty] | 0 | 0
4 | 29 | 2 | [17 empty] | 0 | 0
4 | 29 | 3 | [17 empty] | 0 | 0
4 | 29 | 4 | [17 empty] | 0 | 0
4 | 29 | 5 | [17 empty] | 0 | 0
4 | 29 | 6 | [17 empty] | 0 | 0
4 | 29 | 7 | [17 empty] | 0 | 0
4 | 29 | 8 | [17 empty] | 0 | 0
4 | 29 | 9 | [17 empty] | 0 | 0
4 | 29 | 10 | [17 empty] | 0 | 0
4 | 29 | 11 | [17 empty] | 0 | 0
4 | 29 | 12 | [17 empty] | 0 | 0
4 | 29 | 13 | [17 empty] | 0 | 0
4 | 29 | 14 | [17 empty] | 0 | 0
4 | 29 | 15 | [17 empty] | 0 | 0
4 | 29 | 16 | [17 empty] | 0 | 0
4 | 29 | 17 | [17 empty] | 0 | 0
4 | 29 | 18 | [17 empty] | 0 | 0
4 | 29 | 19 | [17 empty] | 0 | 0
4 | 29 | 20 | [17 empty] | 0 | 0
4 | 29 | 21 | [17 empty] | 0 | 0
4 | 29 | 22 | [17 empty] | 0 | 0
4 | 29 | 23 | [17 empty] | 0 | 0
4 | 29 | 24 | [17 empty] | 0 | 0
4 | 30 | 1 | [17 empty] | 0 | 0
4 | 30 | 2 | [17 empty] | 0 | 0
4 | 30 | 3 | [17 empty] | 0 | 0
4 | 30 | 4 | [17 empty] | 0 | 0
4 | 30 | 5 | [17 empty] | 0 | 0
4 | 30 | 6 | [17 empty] | 0 | 0
4 | 30 | 7 | [17 empty] | 0 | 0
4 | 30 | 8 | [17 empty] | 0 | 0
4 | 30 | 9 | [17 empty] | 0 | 0
4 | 30 | 10 | [17 empty] | 0 | 0
4 | 30 | 11 | [17 empty] | 0 | 0
4 | 30 | 12 | [17 empty] | 0 | 0
4 | 30 | 13 | [17 empty] | 0 | 0
4 | 30 | 14 | [17 empty] | 0 | 0
4 | 30 | 15 | [17 empty] | 0 | 0
4 | 30 | 16 | [17 empty] | 0 | 0
4 | 30 | 17 | [17 empty] | 0 | 0
4 | 30 | 18 | [17 empty] | 0 | 0
4 | 30 | 19 | [17 empty] | 0 | 0
4 | 30 | 20 | [17 empty] | 0 | 0
4 | 30 | 21 | [17 empty] | 0 | 0
4 | 30 | 22 | [17 empty] | 0 | 0
4 | 30 | 23 | [17 empty] | 0 | 0
4 | 30 | 24 | [17 empty] | 0 | 0
5 | 1 | 1 | [17 empty] | 0 | 0
5 | 1 | 2 | [17 empty] | 0 | 0
5 | 1 | 3 | [17 empty] | 0 | 0
5 | 1 | 4 | [17 empty] | 0 | 0
5 | 1 | 5 | [17 empty] | 0 | 0
5 | 1 | 6 | [17 empty] | 0 | 0
5 | 1 | 7 | [17 empty] | 0 | 0
5 | 1 | 8 | [17 empty] | 0 | 0
5 | 1 | 9 | [17 empty] | 0 | 0
5 | 1 | 10 | [17 empty] | 0 | 0
5 | 1 | 11 | [17 empty] | 0 | 0
5 | 1 | 12 | [17 empty] | 0 | 0
5 | 1 | 13 | [17 empty] | 0 | 0
5 | 1 | 14 | [17 empty] | 0 | 0
5 | 1 | 15 | [17 empty] | 0 | 0
5 | 1 | 16 | [17 empty] | 0 | 0
5 | 1 | 17 | [17 empty] | 0 | 0
5 | 1 | 18 | [17 empty] | 0 | 0
5 | 1 | 19 | [17 empty] | 0 | 0
5 | 1 | 20 | [17 empty] | 0 | 0
5 | 1 | 21 | [17 empty] | 0 | 0
5 | 1 | 22 | [17 empty] | 0 | 0
5 | 1 | 23 | [17 empty] | 0 | 0
5 | 1 | 24 | [17 empty] | 0 | 0
5 | 2 | 1 | [17 empty] | 0 | 0
5 | 2 | 2 | [17 empty] | 0 | 0
5 | 2 | 3 | [17 empty] | 0 | 0
5 | 2 | 4 | [17 empty] | 0 | 0
5 | 2 | 5 | [17 empty] | 0 | 0
5 | 2 | 6 | [17 empty] | 0 | 0
5 | 2 | 7 | [17 empty] | 0 | 0
5 | 2 | 8 | [17 empty] | 0 | 0
5 | 2 | 9 | [17 empty] | 0 | 0
5 | 2 | 10 | [17 empty] | 0 | 0
5 | 2 | 11 | [17 empty] | 0 | 0
5 | 2 | 12 | [17 empty] | 0 | 0
5 | 2 | 13 | [17 empty] | 0 | 0
5 | 2 | 14 | [17 empty] | 0 | 0
5 | 2 | 15 | [17 empty] | 0 | 0
5 | 2 | 16 | [17 empty] | 0 | 0
5 | 2 | 17 | [17 empty] | 0 | 0
5 | 2 | 18 | [17 empty] | 0 | 0
5 | 2 | 19 | [17 empty] | 0 | 0
5 | 2 | 20 | [17 empty] | 0 | 0
5 | 2 | 21 | [17 empty] | 0 | 0
5 | 2 | 22 | [17 empty] | 0 | 0
5 | 2 | 23 | [17 empty] | 0 | 0
5 | 2 | 24 | [17 empty] | 0 | 0
5 | 3 | 1 | [17 empty] | 0 | 0
5 | 3 | 2 | [17 empty] | 0 | 0
5 | 3 | 3 | [17 empty] | 0 | 0
5 | 3 | 4 | [17 empty] | 0 | 0
5 | 3 | 5 | [17 empty] | 0 | 0
5 | 3 | 6 | [17 empty] | 0 | 0
5 | 3 | 7 | [17 empty] | 0 | 0
5 | 3 | 8 | [17 empty] | 0 | 0
5 | 3 | 9 | [17 empty] | 0 | 0
5 | 3 | 10 | [17 empty] | 0 | 0
5 | 3 | 11 | [17 empty] | 0 | 0
5 | 3 | 12 | [17 empty] | 0 | 0
5 | 3 | 13 | [17 empty] | 0 | 0
5 | 3 | 14 | [17 empty] | 0 | 0
5 | 3 | 15 | [17 empty] | 0 | 0
5 | 3 | 16 | [17 empty] | 0 | 0
5 | 3 | 17 | [17 empty] | 0 | 0
5 | 3 | 18 | [17 empty] | 0 | 0
5 | 3 | 19 | [17 empty] | 0 | 0
5 | 3 | 20 | [17 empty] | 0 | 0
5 | 3 | 21 | [17 empty] | 0 | 0
5 | 3 | 22 | [17 empty] | 0 | 0
5 | 3 | 23 | [17 empty] | 0 | 0
5 | 3 | 24 | [17 empty] | 0 | 0
5 | 4 | 1 | [17 empty] | 0 | 0
5 | 4 | 2 | [17 empty] | 0 | 0
5 | 4 | 3 | [17 empty] | 0 | 0
5 | 4 | 4 | [17 empty] | 0 | 0
5 | 4 | 5 | [17 empty] | 0 | 0
5 | 4 | 6 | [17 empty] | 0 | 0
5 | 4 | 7 | [17 empty] | 0 | 0
5 | 4 | 8 | [17 empty] | 0 | 0
5 | 4 | 9 | [17 empty] | 0 | 0
5 | 4 | 10 | [17 empty] | 0 | 0
5 | 4 | 11 | [17 empty] | 0 | 0
5 | 4 | 12 | [17 empty] | 0 | 0
5 | 4 | 13 | [17 empty] | 0 | 0
5 | 4 | 14 | [17 empty] | 0 | 0
5 | 4 | 15 | [17 empty] | 0 | 0
5 | 4 | 16 | [17 empty] | 0 | 0
5 | 4 | 17 | [17 empty] | 0 | 0
5 | 4 | 18 | [17 empty] | 0 | 0
5 | 4 | 19 | [17 empty] | 0 | 0
5 | 4 | 20 | [17 empty] | 0 | 0
5 | 4 | 21 | [17 empty] | 0 | 0
5 | 4 | 22 | [17 empty] | 0 | 0
5 | 4 | 23 | [17 empty] | 0 | 0
5 | 4 | 24 | [17 empty] | 0 | 0
5 | 5 | 1 | [17 empty] | 0 | 0
5 | 5 | 2 | [17 empty] | 0 | 0
5 | 5 | 3 | [17 empty] | 0 | 0
5 | 5 | 4 | [17 empty] | 0 | 0
5 | 5 | 5 | [17 empty] | 0 | 0
5 | 5 | 6 | [17 empty] | 0 | 0
5 | 5 | 7 | [17 empty] | 0 | 0
5 | 5 | 8 | [17 empty] | 0 | 0
5 | 5 | 9 | [17 empty] | 0 | 0
5 | 5 | 10 | [17 empty] | 0 | 0
5 | 5 | 11 | [17 empty] | 0 | 0
5 | 5 | 12 | [17 empty] | 0 | 0
5 | 5 | 13 | [17 empty] | 0 | 0
5 | 5 | 14 | [17 empty] | 0 | 0
5 | 5 | 15 | [17 empty] | 0 | 0
5 | 5 | 16 | [17 empty] | 0 | 0
5 | 5 | 17 | [17 empty] | 0 | 0
5 | 5 | 18 | [17 empty] | 0 | 0
5 | 5 | 19 | [17 empty] | 0 | 0
5 | 5 | 20 | [17 empty] | 0 | 0
5 | 5 | 21 | [17 empty] | 0 | 0
5 | 5 | 22 | [17 empty] | 0 | 0
5 | 5 | 23 | [17 empty] | 0 | 0
5 | 5 | 24 | [17 empty] | 0 | 0
5 | 6 | 1 | [17 empty] | 0 | 0
5 | 6 | 2 | [17 empty] | 0 | 0
5 | 6 | 3 | [17 empty] | 0 | 0
5 | 6 | 4 | [17 empty] | 0 | 0
5 | 6 | 5 | [17 empty] | 0 | 0
5 | 6 | 6 | [17 empty] | 0 | 0
5 | 6 | 7 | [17 empty] | 0 | 0
5 | 6 | 8 | [17 empty] | 0 | 0
5 | 6 | 9 | [17 empty] | 0 | 0
5 | 6 | 10 | [17 empty] | 0 | 0
5 | 6 | 11 | [17 empty] | 0 | 0
5 | 6 | 12 | [17 empty] | 0 | 0
5 | 6 | 13 | [17 empty] | 0 | 0
5 | 6 | 14 | [17 empty] | 0 | 0
5 | 6 | 15 | [17 empty] | 0 | 0
5 | 6 | 16 | [17 empty] | 0 | 0
5 | 6 | 17 | [17 empty] | 0 | 0
5 | 6 | 18 | [17 empty] | 0 | 0
5 | 6 | 19 | [17 empty] | 0 | 0
5 | 6 | 20 | [17 empty] | 0 | 0
5 | 6 | 21 | [17 empty] | 0 | 0
5 | 6 | 22 | [17 empty] | 0 | 0
5 | 6 | 23 | [17 empty] | 0 | 0
5 | 6 | 24 | [17 empty] | 0 | 0
5 | 7 | 1 | [17 empty] | 0 | 0
5 | 7 | 2 | [17 empty] | 0 | 0
5 | 7 | 3 | [17 empty] | 0 | 0
5 | 7 | 4 | [17 empty] | 0 | 0
5 | 7 | 5 | [17 empty] | 0 | 0
5 | 7 | 6 | [17 empty] | 0 | 0
5 | 7 | 7 | [17 empty] | 0 | 0
5 | 7 | 8 | [17 empty] | 0 | 0
5 | 7 | 9 | [17 empty] | 0 | 0
5 | 7 | 10 | [17 empty] | 0 | 0
5 | 7 | 11 | [17 empty] | 0 | 0
5 | 7 | 12 | [17 empty] | 0 | 0
5 | 7 | 13 | [17 empty] | 0 | 0
5 | 7 | 14 | [17 empty] | 0 | 0
5 | 7 | 15 | [17 empty] | 0 | 0
5 | 7 | 16 | [17 empty] | 0 | 0
5 | 7 | 17 | [17 empty] | 0 | 0
5 | 7 | 18 | [17 empty] | 0 | 0
5 | 7 | 19 | [17 empty] | 0 | 0
5 | 7 | 20 | [17 empty] | 0 | 0
5 | 7 | 21 | [17 empty] | 0 | 0
5 | 7 | 22 | [17 empty] | 0 | 0
5 | 7 | 23 | [17 empty] | 0 | 0
5 | 7 | 24 | [17 empty] | 0 | 0
5 | 8 | 1 | [17 empty] | 0 | 0
5 | 8 | 2 | [17 empty] | 0 | 0
5 | 8 | 3 | [17 empty] | 0 | 0
5 | 8 | 4 | [17 empty] | 0 | 0
5 | 8 | 5 | [17 empty] | 0 | 0
5 | 8 | 6 | [17 empty] | 0 | 0
5 | 8 | 7 | [17 empty] | 0 | 0
5 | 8 | 8 | [17 empty] | 0 | 0
5 | 8 | 9 | [17 empty] | 0 | 0
5 | 8 | 10 | [17 empty] | 0 | 0
5 | 8 | 11 | [17 empty] | 0 | 0
5 | 8 | 12 | [17 empty] | 0 | 0
5 | 8 | 13 | [17 empty] | 0 | 0
5 | 8 | 14 | [17 empty] | 0 | 0
5 | 8 | 15 | [17 empty] | 0 | 0
5 | 8 | 16 | [17 empty] | 0 | 0
5 | 8 | 17 | [17 empty] | 0 | 0
5 | 8 | 18 | [17 empty] | 0 | 0
5 | 8 | 19 | [17 empty] | 0 | 0
5 | 8 | 20 | [17 empty] | 0 | 0
5 | 8 | 21 | [17 empty] | 0 | 0
5 | 8 | 22 | [17 empty] | 0 | 0
5 | 8 | 23 | [17 empty] | 0 | 0
5 | 8 | 24 | [17 empty] | 0 | 0
5 | 9 | 1 | [17 empty] | 0 | 0
5 | 9 | 2 | [17 empty] | 0 | 0
5 | 9 | 3 | [17 empty] | 0 | 0
5 | 9 | 4 | [17 empty] | 0 | 0
5 | 9 | 5 | [17 empty] | 0 | 0
5 | 9 | 6 | [17 empty] | 0 | 0
5 | 9 | 7 | [17 empty] | 0 | 0
5 | 9 | 8 | [17 empty] | 0 | 0
5 | 9 | 9 | [17 empty] | 0 | 0
5 | 9 | 10 | [17 empty] | 0 | 0
5 | 9 | 11 | [17 empty] | 0 | 0
5 | 9 | 12 | [17 empty] | 0 | 0
5 | 9 | 13 | [17 empty] | 0 | 0
5 | 9 | 14 | [17 empty] | 0 | 0
5 | 9 | 15 | [17 empty] | 0 | 0
5 | 9 | 16 | [17 empty] | 0 | 0
5 | 9 | 17 | [17 empty] | 0 | 0
5 | 9 | 18 | [17 empty] | 0 | 0
5 | 9 | 19 | [17 empty] | 0 | 0
5 | 9 | 20 | [17 empty] | 0 | 0
5 | 9 | 21 | [17 empty] | 0 | 0
5 | 9 | 22 | [17 empty] | 0 | 0
5 | 9 | 23 | [17 empty] | 0 | 0
5 | 9 | 24 | [17 empty] | 0 | 0
5 | 10 | 1 | [17 empty] | 0 | 0
5 | 10 | 2 | [17 empty] | 0 | 0
5 | 10 | 3 | [17 empty] | 0 | 0
5 | 10 | 4 | [17 empty] | 0 | 0
5 | 10 | 5 | [17 empty] | 0 | 0
5 | 10 | 6 | [17 empty] | 0 | 0
5 | 10 | 7 | [17 empty] | 0 | 0
5 | 10 | 8 | [17 empty] | 0 | 0
5 | 10 | 9 | [17 empty] | 0 | 0
5 | 10 | 10 | [17 empty] | 0 | 0
5 | 10 | 11 | [17 empty] | 0 | 0
5 | 10 | 12 | [17 empty] | 0 | 0
5 | 10 | 13 | [17 empty] | 0 | 0
5 | 10 | 14 | [17 empty] | 0 | 0
5 | 10 | 15 | [17 empty] | 0 | 0
5 | 10 | 16 | [17 empty] | 0 | 0
5 | 10 | 17 | [17 empty] | 0 | 0
5 | 10 | 18 | [17 empty] | 0 | 0
5 | 10 | 19 | [17 empty] | 0 | 0
5 | 10 | 20 | [17 empty] | 0 | 0
5 | 10 | 21 | [17 empty] | 0 | 0
5 | 10 | 22 | [17 empty] | 0 | 0
5 | 10 | 23 | [17 empty] | 0 | 0
5 | 10 | 24 | [17 empty] | 0 | 0
5 | 11 | 1 | [17 empty] | 0 | 0
5 | 11 | 2 | [17 empty] | 0 | 0
5 | 11 | 3 | [17 empty] | 0 | 0
5 | 11 | 4 | [17 empty] | 0 | 0
5 | 11 | 5 | [17 empty] | 0 | 0
5 | 11 | 6 | [17 empty] | 0 | 0
5 | 11 | 7 | [17 empty] | 0 | 0
5 | 11 | 8 | [17 empty] | 0 | 0
5 | 11 | 9 | [17 empty] | 0 | 0
5 | 11 | 10 | [17 empty] | 0 | 0
5 | 11 | 11 | [17 empty] | 0 | 0
5 | 11 | 12 | [17 empty] | 0 | 0
5 | 11 | 13 | [17 empty] | 0 | 0
5 | 11 | 14 | [17 empty] | 0 | 0
5 | 11 | 15 | [17 empty] | 0 | 0
5 | 11 | 16 | [17 empty] | 0 | 0
5 | 11 | 17 | [17 empty] | 0 | 0
5 | 11 | 18 | [17 empty] | 0 | 0
5 | 11 | 19 | [17 empty] | 0 | 0
5 | 11 | 20 | [17 empty] | 0 | 0
5 | 11 | 21 | [17 empty] | 0 | 0
5 | 11 | 22 | [17 empty] | 0 | 0
5 | 11 | 23 | [17 empty] | 0 | 0
5 | 11 | 24 | [17 empty] | 0 | 0
5 | 12 | 1 | [17 empty] | 0 | 0
5 | 12 | 2 | [17 empty] | 0 | 0
5 | 12 | 3 | [17 empty] | 0 | 0
5 | 12 | 4 | [17 empty] | 0 | 0
5 | 12 | 5 | [17 empty] | 0 | 0
5 | 12 | 6 | [17 empty] | 0 | 0
5 | 12 | 7 | [17 empty] | 0 | 0
5 | 12 | 8 | [17 empty] | 0 | 0
5 | 12 | 9 | [17 empty] | 0 | 0
5 | 12 | 10 | [17 empty] | 0 | 0
5 | 12 | 11 | [17 empty] | 0 | 0
5 | 12 | 12 | [17 empty] | 0 | 0
5 | 12 | 13 | [17 empty] | 0 | 0
5 | 12 | 14 | [17 empty] | 0 | 0
5 | 12 | 15 | [17 empty] | 0 | 0
5 | 12 | 16 | [17 empty] | 0 | 0
5 | 12 | 17 | [17 empty] | 0 | 0
5 | 12 | 18 | [17 empty] | 0 | 0
5 | 12 | 19 | [17 empty] | 0 | 0
5 | 12 | 20 | [17 empty] | 0 | 0
5 | 12 | 21 | [17 empty] | 0 | 0
5 | 12 | 22 | [17 empty] | 0 | 0
5 | 12 | 23 | [17 empty] | 0 | 0
5 | 12 | 24 | [17 empty] | 0 | 0
5 | 13 | 1 | [17 empty] | 0 | 0
5 | 13 | 2 | [17 empty] | 0 | 0
5 | 13 | 3 | [17 empty] | 0 | 0
5 | 13 | 4 | [17 empty] | 0 | 0
5 | 13 | 5 | [17 empty] | 0 | 0
5 | 13 | 6 | [17 empty] | 0 | 0
5 | 13 | 7 | [17 empty] | 0 | 0
5 | 13 | 8 | [17 empty] | 0 | 0
5 | 13 | 9 | [17 empty] | 0 | 0
5 | 13 | 10 | [17 empty] | 0 | 0
5 | 13 | 11 | [17 empty] | 0 | 0
5 | 13 | 12 | [17 empty] | 0 | 0
5 | 13 | 13 | [17 empty] | 0 | 0
5 | 13 | 14 | [17 empty] | 0 | 0
5 | 13 | 15 | [17 empty] | 0 | 0
5 | 13 | 16 | [17 empty] | 0 | 0
5 | 13 | 17 | [17 empty] | 0 | 0
5 | 13 | 18 | [17 empty] | 0 | 0
5 | 13 | 19 | [17 empty] | 0 | 0
5 | 13 | 20 | [17 empty] | 0 | 0
5 | 13 | 21 | [17 empty] | 0 | 0
5 | 13 | 22 | [17 empty] | 0 | 0
5 | 13 | 23 | [17 empty] | 0 | 0
5 | 13 | 24 | [17 empty] | 0 | 0
5 | 14 | 1 | [17 empty] | 0 | 0
5 | 14 | 2 | [17 empty] | 0 | 0
5 | 14 | 3 | [17 empty] | 0 | 0
5 | 14 | 4 | [17 empty] | 0 | 0
5 | 14 | 5 | [17 empty] | 0 | 0
5 | 14 | 6 | [17 empty] | 0 | 0
5 | 14 | 7 | [17 empty] | 0 | 0
5 | 14 | 8 | [17 empty] | 0 | 0
5 | 14 | 9 | [17 empty] | 0 | 0
5 | 14 | 10 | [17 empty] | 0 | 0
5 | 14 | 11 | [17 empty] | 0 | 0
5 | 14 | 12 | [17 empty] | 0 | 0
5 | 14 | 13 | [17 empty] | 0 | 0
5 | 14 | 14 | [17 empty] | 0 | 0
5 | 14 | 15 | [17 empty] | 0 | 0
5 | 14 | 16 | [17 empty] | 0 | 0
5 | 14 | 17 | [17 empty] | 0 | 0
5 | 14 | 18 | [17 empty] | 0 | 0
5 | 14 | 19 | [17 empty] | 0 | 0
5 | 14 | 20 | [17 empty] | 0 | 0
5 | 14 | 21 | [17 empty] | 0 | 0
5 | 14 | 22 | [17 empty] | 0 | 0
5 | 14 | 23 | [17 empty] | 0 | 0
5 | 14 | 24 | [17 empty] | 0 | 0
5 | 15 | 1 | [17 empty] | 0 | 0
5 | 15 | 2 | [17 empty] | 0 | 0
5 | 15 | 3 | [17 empty] | 0 | 0
5 | 15 | 4 | [17 empty] | 0 | 0
5 | 15 | 5 | [17 empty] | 0 | 0
5 | 15 | 6 | [17 empty] | 0 | 0
5 | 15 | 7 | [17 empty] | 0 | 0
5 | 15 | 8 | [17 empty] | 0 | 0
5 | 15 | 9 | [17 empty] | 0 | 0
5 | 15 | 10 | [17 empty] | 0 | 0
5 | 15 | 11 | [17 empty] | 0 | 0
5 | 15 | 12 | [17 empty] | 0 | 0
5 | 15 | 13 | [17 empty] | 0 | 0
5 | 15 | 14 | [17 empty] | 0 | 0
5 | 15 | 15 | [17 empty] | 0 | 0
5 | 15 | 16 | [17 empty] | 0 | 0
5 | 15 | 17 | [17 empty] | 0 | 0
5 | 15 | 18 | [17 empty] | 0 | 0
5 | 15 | 19 | [17 empty] | 0 | 0
5 | 15 | 20 | [17 empty] | 0 | 0
5 | 15 | 21 | [17 empty] | 0 | 0
5 | 15 | 22 | [17 empty] | 0 | 0
5 | 15 | 23 | [17 empty] | 0 | 0
5 | 15 | 24 | [17 empty] | 0 | 0
5 | 16 | 1 | [17 empty] | 0 | 0
5 | 16 | 2 | [17 empty] | 0 | 0
5 | 16 | 3 | [17 empty] | 0 | 0
5 | 16 | 4 | [17 empty] | 0 | 0
5 | 16 | 5 | [17 empty] | 0 | 0
5 | 16 | 6 | [17 empty] | 0 | 0
5 | 16 | 7 | [17 empty] | 0 | 0
5 | 16 | 8 | [17 empty] | 0 | 0
5 | 16 | 9 | [17 empty] | 0 | 0
5 | 16 | 10 | [17 empty] | 0 | 0
5 | 16 | 11 | [17 empty] | 0 | 0
5 | 16 | 12 | [17 empty] | 0 | 0
5 | 16 | 13 | [17 empty] | 0 | 0
5 | 16 | 14 | [17 empty] | 0 | 0
5 | 16 | 15 | [17 empty] | 0 | 0
5 | 16 | 16 | [17 empty] | 0 | 0
5 | 16 | 17 | [17 empty] | 0 | 0
5 | 16 | 18 | [17 empty] | 0 | 0
5 | 16 | 19 | [17 empty] | 0 | 0
5 | 16 | 20 | [17 empty] | 0 | 0
5 | 16 | 21 | [17 empty] | 0 | 0
5 | 16 | 22 | [17 empty] | 0 | 0
5 | 16 | 23 | [17 empty] | 0 | 0
5 | 16 | 24 | [17 empty] | 0 | 0
5 | 17 | 1 | [17 empty] | 0 | 0
5 | 17 | 2 | [17 empty] | 0 | 0
5 | 17 | 3 | [17 empty] | 0 | 0
5 | 17 | 4 | [17 empty] | 0 | 0
5 | 17 | 5 | [17 empty] | 0 | 0
5 | 17 | 6 | [17 empty] | 0 | 0
5 | 17 | 7 | [17 empty] | 0 | 0
5 | 17 | 8 | [17 empty] | 0 | 0
5 | 17 | 9 | [17 empty] | 0 | 0
5 | 17 | 10 | [17 empty] | 0 | 0
5 | 17 | 11 | [17 empty] | 0 | 0
5 | 17 | 12 | [17 empty] | 0 | 0
5 | 17 | 13 | [17 empty] | 0 | 0
5 | 17 | 14 | [17 empty] | 0 | 0
5 | 17 | 15 | [17 empty] | 0 | 0
5 | 17 | 16 | [17 empty] | 0 | 0
5 | 17 | 17 | [17 empty] | 0 | 0
5 | 17 | 18 | [17 empty] | 0 | 0
5 | 17 | 19 | [17 empty] | 0 | 0
5 | 17 | 20 | [17 empty] | 0 | 0
5 | 17 | 21 | [17 empty] | 0 | 0
5 | 17 | 22 | [17 empty] | 0 | 0
5 | 17 | 23 | [17 empty] | 0 | 0
5 | 17 | 24 | [17 empty] | 0 | 0
5 | 18 | 1 | [17 empty] | 0 | 0
5 | 18 | 2 | [17 empty] | 0 | 0
5 | 18 | 3 | [17 empty] | 0 | 0
5 | 18 | 4 | [17 empty] | 0 | 0
5 | 18 | 5 | [17 empty] | 0 | 0
5 | 18 | 6 | [17 empty] | 0 | 0
5 | 18 | 7 | [17 empty] | 0 | 0
5 | 18 | 8 | [17 empty] | 0 | 0
5 | 18 | 9 | [17 empty] | 0 | 0
5 | 18 | 10 | [17 empty] | 0 | 0
5 | 18 | 11 | [17 empty] | 0 | 0
5 | 18 | 12 | [17 empty] | 0 | 0
5 | 18 | 13 | [17 empty] | 0 | 0
5 | 18 | 14 | [17 empty] | 0 | 0
5 | 18 | 15 | [17 empty] | 0 | 0
5 | 18 | 16 | [17 empty] | 0 | 0
5 | 18 | 17 | [17 empty] | 0 | 0
5 | 18 | 18 | [17 empty] | 0 | 0
5 | 18 | 19 | [17 empty] | 0 | 0
5 | 18 | 20 | [17 empty] | 0 | 0
5 | 18 | 21 | [17 empty] | 0 | 0
5 | 18 | 22 | [17 empty] | 0 | 0
5 | 18 | 23 | [17 empty] | 0 | 0
5 | 18 | 24 | [17 empty] | 0 | 0
5 | 19 | 1 | [17 empty] | 0 | 0
5 | 19 | 2 | [17 empty] | 0 | 0
5 | 19 | 3 | [17 empty] | 0 | 0
5 | 19 | 4 | [17 empty] | 0 | 0
5 | 19 | 5 | [17 empty] | 0 | 0
5 | 19 | 6 | [17 empty] | 0 | 0
5 | 19 | 7 | [17 empty] | 0 | 0
5 | 19 | 8 | [17 empty] | 0 | 0
5 | 19 | 9 | [17 empty] | 0 | 0
5 | 19 | 10 | [17 empty] | 0 | 0
5 | 19 | 11 | [17 empty] | 0 | 0
5 | 19 | 12 | [17 empty] | 0 | 0
5 | 19 | 13 | [17 empty] | 0 | 0
5 | 19 | 14 | [17 empty] | 0 | 0
5 | 19 | 15 | [17 empty] | 0 | 0
5 | 19 | 16 | [17 empty] | 0 | 0
5 | 19 | 17 | [17 empty] | 0 | 0
5 | 19 | 18 | [17 empty] | 0 | 0
5 | 19 | 19 | [17 empty] | 0 | 0
5 | 19 | 20 | [17 empty] | 0 | 0
5 | 19 | 21 | [17 empty] | 0 | 0
5 | 19 | 22 | [17 empty] | 0 | 0
5 | 19 | 23 | [17 empty] | 0 | 0
5 | 19 | 24 | [17 empty] | 0 | 0
5 | 20 | 1 | [17 empty] | 0 | 0
5 | 20 | 2 | [17 empty] | 0 | 0
5 | 20 | 3 | [17 empty] | 0 | 0
5 | 20 | 4 | [17 empty] | 0 | 0
5 | 20 | 5 | [17 empty] | 0 | 0
5 | 20 | 6 | [17 empty] | 0 | 0
5 | 20 | 7 | [17 empty] | 0 | 0
5 | 20 | 8 | [17 empty] | 0 | 0
5 | 20 | 9 | [17 empty] | 0 | 0
5 | 20 | 10 | [17 empty] | 0 | 0
5 | 20 | 11 | [17 empty] | 0 | 0
5 | 20 | 12 | [17 empty] | 0 | 0
5 | 20 | 13 | [17 empty] | 0 | 0
5 | 20 | 14 | [17 empty] | 0 | 0
5 | 20 | 15 | [17 empty] | 0 | 0
5 | 20 | 16 | [17 empty] | 0 | 0
5 | 20 | 17 | [17 empty] | 0 | 0
5 | 20 | 18 | [17 empty] | 0 | 0
5 | 20 | 19 | [17 empty] | 0 | 0
5 | 20 | 20 | [17 empty] | 0 | 0
5 | 20 | 21 | [17 empty] | 0 | 0
5 | 20 | 22 | [17 empty] | 0 | 0
5 | 20 | 23 | [17 empty] | 0 | 0
5 | 20 | 24 | [17 empty] | 0 | 0
5 | 21 | 1 | [17 empty] | 0 | 0
5 | 21 | 2 | [17 empty] | 0 | 0
5 | 21 | 3 | [17 empty] | 0 | 0
5 | 21 | 4 | [17 empty] | 0 | 0
5 | 21 | 5 | [17 empty] | 0 | 0
5 | 21 | 6 | [17 empty] | 0 | 0
5 | 21 | 7 | [17 empty] | 0 | 0
5 | 21 | 8 | [17 empty] | 0 | 0
5 | 21 | 9 | [17 empty] | 0 | 0
5 | 21 | 10 | [17 empty] | 0 | 0
5 | 21 | 11 | [17 empty] | 0 | 0
5 | 21 | 12 | [17 empty] | 0 | 0
5 | 21 | 13 | [17 empty] | 0 | 0
5 | 21 | 14 | [17 empty] | 0 | 0
5 | 21 | 15 | [17 empty] | 0 | 0
5 | 21 | 16 | [17 empty] | 0 | 0
5 | 21 | 17 | [17 empty] | 0 | 0
5 | 21 | 18 | [17 empty] | 0 | 0
5 | 21 | 19 | [17 empty] | 0 | 0
5 | 21 | 20 | [17 empty] | 0 | 0
5 | 21 | 21 | [17 empty] | 0 | 0
5 | 21 | 22 | [17 empty] | 0 | 0
5 | 21 | 23 | [17 empty] | 0 | 0
5 | 21 | 24 | [17 empty] | 0 | 0
5 | 22 | 1 | [17 empty] | 0 | 0
5 | 22 | 2 | [17 empty] | 0 | 0
5 | 22 | 3 | [17 empty] | 0 | 0
5 | 22 | 4 | [17 empty] | 0 | 0
5 | 22 | 5 | [17 empty] | 0 | 0
5 | 22 | 6 | [17 empty] | 0 | 0
5 | 22 | 7 | [17 empty] | 0 | 0
5 | 22 | 8 | [17 empty] | 0 | 0
5 | 22 | 9 | [17 empty] | 0 | 0
5 | 22 | 10 | [17 empty] | 0 | 0
5 | 22 | 11 | [17 empty] | 0 | 0
5 | 22 | 12 | [17 empty] | 0 | 0
5 | 22 | 13 | [17 empty] | 0 | 0
5 | 22 | 14 | [17 empty] | 0 | 0
5 | 22 | 15 | [17 empty] | 0 | 0
5 | 22 | 16 | [17 empty] | 0 | 0
5 | 22 | 17 | [17 empty] | 0 | 0
5 | 22 | 18 | [17 empty] | 0 | 0
5 | 22 | 19 | [17 empty] | 0 | 0
5 | 22 | 20 | [17 empty] | 0 | 0
5 | 22 | 21 | [17 empty] | 0 | 0
5 | 22 | 22 | [17 empty] | 0 | 0
5 | 22 | 23 | [17 empty] | 0 | 0
5 | 22 | 24 | [17 empty] | 0 | 0
5 | 23 | 1 | [17 empty] | 0 | 0
5 | 23 | 2 | [17 empty] | 0 | 0
5 | 23 | 3 | [17 empty] | 0 | 0
5 | 23 | 4 | [17 empty] | 0 | 0
5 | 23 | 5 | [17 empty] | 0 | 0
5 | 23 | 6 | [17 empty] | 0 | 0
5 | 23 | 7 | [17 empty] | 0 | 0
5 | 23 | 8 | [17 empty] | 0 | 0
5 | 23 | 9 | [17 empty] | 0 | 0
5 | 23 | 10 | [17 empty] | 0 | 0
5 | 23 | 11 | [17 empty] | 0 | 0
5 | 23 | 12 | [17 empty] | 0 | 0
5 | 23 | 13 | [17 empty] | 0 | 0
5 | 23 | 14 | [17 empty] | 0 | 0
5 | 23 | 15 | [17 empty] | 0 | 0
5 | 23 | 16 | [17 empty] | 0 | 0
5 | 23 | 17 | [17 empty] | 0 | 0
5 | 23 | 18 | [17 empty] | 0 | 0
5 | 23 | 19 | [17 empty] | 0 | 0
5 | 23 | 20 | [17 empty] | 0 | 0
5 | 23 | 21 | [17 empty] | 0 | 0
5 | 23 | 22 | [17 empty] | 0 | 0
5 | 23 | 23 | [17 empty] | 0 | 0
5 | 23 | 24 | [17 empty] | 0 | 0
5 | 24 | 1 | [17 empty] | 0 | 0
5 | 24 | 2 | [17 empty] | 0 | 0
5 | 24 | 3 | [17 empty] | 0 | 0
5 | 24 | 4 | [17 empty] | 0 | 0
5 | 24 | 5 | [17 empty] | 0 | 0
5 | 24 | 6 | [17 empty] | 0 | 0
5 | 24 | 7 | [17 empty] | 0 | 0
5 | 24 | 8 | [17 empty] | 0 | 0
5 | 24 | 9 | [17 empty] | 0 | 0
5 | 24 | 10 | [17 empty] | 0 | 0
5 | 24 | 11 | [17 empty] | 0 | 0
5 | 24 | 12 | [17 empty] | 0 | 0
5 | 24 | 13 | [17 empty] | 0 | 0
5 | 24 | 14 | [17 empty] | 0 | 0
5 | 24 | 15 | [17 empty] | 0 | 0
5 | 24 | 16 | [17 empty] | 0 | 0
5 | 24 | 17 | [17 empty] | 0 | 0
5 | 24 | 18 | [17 empty] | 0 | 0
5 | 24 | 19 | [17 empty] | 0 | 0
5 | 24 | 20 | [17 empty] | 0 | 0
5 | 24 | 21 | [17 empty] | 0 | 0
5 | 24 | 22 | [17 empty] | 0 | 0
5 | 24 | 23 | [17 empty] | 0 | 0
5 | 24 | 24 | [17 empty] | 0 | 0
5 | 25 | 1 | [17 empty] | 0 | 0
5 | 25 | 2 | [17 empty] | 0 | 0
5 | 25 | 3 | [17 empty] | 0 | 0
5 | 25 | 4 | [17 empty] | 0 | 0
5 | 25 | 5 | [17 empty] | 0 | 0
5 | 25 | 6 | [17 empty] | 0 | 0
5 | 25 | 7 | [17 empty] | 0 | 0
5 | 25 | 8 | [17 empty] | 0 | 0
5 | 25 | 9 | [17 empty] | 0 | 0
5 | 25 | 10 | [17 empty] | 0 | 0
5 | 25 | 11 | [17 empty] | 0 | 0
5 | 25 | 12 | [17 empty] | 0 | 0
5 | 25 | 13 | [17 empty] | 0 | 0
5 | 25 | 14 | [17 empty] | 0 | 0
5 | 25 | 15 | [17 empty] | 0 | 0
5 | 25 | 16 | [17 empty] | 0 | 0
5 | 25 | 17 | [17 empty] | 0 | 0
5 | 25 | 18 | [17 empty] | 0 | 0
5 | 25 | 19 | [17 empty] | 0 | 0
5 | 25 | 20 | [17 empty] | 0 | 0
5 | 25 | 21 | [17 empty] | 0 | 0
5 | 25 | 22 | [17 empty] | 0 | 0
5 | 25 | 23 | [17 empty] | 0 | 0
5 | 25 | 24 | [17 empty] | 0 | 0
5 | 26 | 1 | [17 empty] | 0 | 0
5 | 26 | 2 | [17 empty] | 0 | 0
5 | 26 | 3 | [17 empty] | 0 | 0
5 | 26 | 4 | [17 empty] | 0 | 0
5 | 26 | 5 | [17 empty] | 0 | 0
5 | 26 | 6 | [17 empty] | 0 | 0
5 | 26 | 7 | [17 empty] | 0 | 0
5 | 26 | 8 | [17 empty] | 0 | 0
5 | 26 | 9 | [17 empty] | 0 | 0
5 | 26 | 10 | [17 empty] | 0 | 0
5 | 26 | 11 | [17 empty] | 0 | 0
5 | 26 | 12 | [17 empty] | 0 | 0
5 | 26 | 13 | [17 empty] | 0 | 0
5 | 26 | 14 | [17 empty] | 0 | 0
5 | 26 | 15 | [17 empty] | 0 | 0
5 | 26 | 16 | [17 empty] | 0 | 0
5 | 26 | 17 | [17 empty] | 0 | 0
5 | 26 | 18 | [17 empty] | 0 | 0
5 | 26 | 19 | [17 empty] | 0 | 0
5 | 26 | 20 | [17 empty] | 0 | 0
5 | 26 | 21 | [17 empty] | 0 | 0
5 | 26 | 22 | [17 empty] | 0 | 0
5 | 26 | 23 | [17 empty] | 0 | 0
5 | 26 | 24 | [17 empty] | 0 | 0
5 | 27 | 1 | [17 empty] | 0 | 0
5 | 27 | 2 | [17 empty] | 0 | 0
5 | 27 | 3 | [17 empty] | 0 | 0
5 | 27 | 4 | [17 empty] | 0 | 0
5 | 27 | 5 | [17 empty] | 0 | 0
5 | 27 | 6 | [17 empty] | 0 | 0
5 | 27 | 7 | [17 empty] | 0 | 0
5 | 27 | 8 | [17 empty] | 0 | 0
5 | 27 | 9 | [17 empty] | 0 | 0
5 | 27 | 10 | [17 empty] | 0 | 0
5 | 27 | 11 | [17 empty] | 0 | 0
5 | 27 | 12 | [17 empty] | 0 | 0
5 | 27 | 13 | [17 empty] | 0 | 0
5 | 27 | 14 | [17 empty] | 0 | 0
5 | 27 | 15 | [17 empty] | 0 | 0
5 | 27 | 16 | [17 empty] | 0 | 0
5 | 27 | 17 | [17 empty] | 0 | 0
5 | 27 | 18 | [17 empty] | 0 | 0
5 | 27 | 19 | [17 empty] | 0 | 0
5 | 27 | 20 | [17 empty] | 0 | 0
5 | 27 | 21 | [17 empty] | 0 | 0
5 | 27 | 22 | [17 empty] | 0 | 0
5 | 27 | 23 | [17 empty] | 0 | 0
5 | 27 | 24 | [17 empty] | 0 | 0
5 | 28 | 1 | [17 empty] | 0 | 0
5 | 28 | 2 | [17 empty] | 0 | 0
5 | 28 | 3 | [17 empty] | 0 | 0
5 | 28 | 4 | [17 empty] | 0 | 0
5 | 28 | 5 | [17 empty] | 0 | 0
5 | 28 | 6 | [17 empty] | 0 | 0
5 | 28 | 7 | [17 empty] | 0 | 0
5 | 28 | 8 | [17 empty] | 0 | 0
5 | 28 | 9 | [17 empty] | 0 | 0
5 | 28 | 10 | [17 empty] | 0 | 0
5 | 28 | 11 | [17 empty] | 0 | 0
5 | 28 | 12 | [17 empty] | 0 | 0
5 | 28 | 13 | [17 empty] | 0 | 0
5 | 28 | 14 | [17 empty] | 0 | 0
5 | 28 | 15 | [17 empty] | 0 | 0
5 | 28 | 16 | [17 empty] | 0 | 0
5 | 28 | 17 | [17 empty] | 0 | 0
5 | 28 | 18 | [17 empty] | 0 | 0
5 | 28 | 19 | [17 empty] | 0 | 0
5 | 28 | 20 | [17 empty] | 0 | 0
5 | 28 | 21 | [17 empty] | 0 | 0
5 | 28 | 22 | [17 empty] | 0 | 0
5 | 28 | 23 | [17 empty] | 0 | 0
5 | 28 | 24 | [17 empty] | 0 | 0
5 | 29 | 1 | [17 empty] | 0 | 0
5 | 29 | 2 | [17 empty] | 0 | 0
5 | 29 | 3 | [17 empty] | 0 | 0
5 | 29 | 4 | [17 empty] | 0 | 0
5 | 29 | 5 | [17 empty] | 0 | 0
5 | 29 | 6 | [17 empty] | 0 | 0
5 | 29 | 7 | [17 empty] | 0 | 0
5 | 29 | 8 | [17 empty] | 0 | 0
5 | 29 | 9 | [17 empty] | 0 | 0
5 | 29 | 10 | [17 empty] | 0 | 0
5 | 29 | 11 | [17 empty] | 0 | 0
5 | 29 | 12 | [17 empty] | 0 | 0
5 | 29 | 13 | [17 empty] | 0 | 0
5 | 29 | 14 | [17 empty] | 0 | 0
5 | 29 | 15 | [17 empty] | 0 | 0
5 | 29 | 16 | [17 empty] | 0 | 0
5 | 29 | 17 | [17 empty] | 0 | 0
5 | 29 | 18 | [17 empty] | 0 | 0
5 | 29 | 19 | [17 empty] | 0 | 0
5 | 29 | 20 | [17 empty] | 0 | 0
5 | 29 | 21 | [17 empty] | 0 | 0
5 | 29 | 22 | [17 empty] | 0 | 0
5 | 29 | 23 | [17 empty] | 0 | 0
5 | 29 | 24 | [17 empty] | 0 | 0
5 | 30 | 1 | [17 empty] | 0 | 0
5 | 30 | 2 | [17 empty] | 0 | 0
5 | 30 | 3 | [17 empty] | 0 | 0
5 | 30 | 4 | [17 empty] | 0 | 0
5 | 30 | 5 | [17 empty] | 0 | 0
5 | 30 | 6 | [17 empty] | 0 | 0
5 | 30 | 7 | [17 empty] | 0 | 0
5 | 30 | 8 | [17 empty] | 0 | 0
5 | 30 | 9 | [17 empty] | 0 | 0
5 | 30 | 10 | [17 empty] | 0 | 0
5 | 30 | 11 | [17 empty] | 0 | 0
5 | 30 | 12 | [17 empty] | 0 | 0
5 | 30 | 13 | [17 empty] | 0 | 0
5 | 30 | 14 | [17 empty] | 0 | 0
5 | 30 | 15 | [17 empty] | 0 | 0
5 | 30 | 16 | [17 empty] | 0 | 0
5 | 30 | 17 | [17 empty] | 0 | 0
5 | 30 | 18 | [17 empty] | 0 | 0
5 | 30 | 19 | [17 empty] | 0 | 0
5 | 30 | 20 | [17 empty] | 0 | 0
5 | 30 | 21 | [17 empty] | 0 | 0
5 | 30 | 22 | [17 empty] | 0 | 0
5 | 30 | 23 | [17 empty] | 0 | 0
5 | 30 | 24 | [17 empty] | 0 | 0
5 | 31 | 1 | [17 empty] | 0 | 0
5 | 31 | 2 | [17 empty] | 0 | 0
5 | 31 | 3 | [17 empty] | 0 | 0
5 | 31 | 4 | [17 empty] | 0 | 0
5 | 31 | 5 | [17 empty] | 0 | 0
5 | 31 | 6 | [17 empty] | 0 | 0
5 | 31 | 7 | [17 empty] | 0 | 0
5 | 31 | 8 | [17 empty] | 0 | 0
5 | 31 | 9 | [17 empty] | 0 | 0
5 | 31 | 10 | [17 empty] | 0 | 0
5 | 31 | 11 | [17 empty] | 0 | 0
5 | 31 | 12 | [17 empty] | 0 | 0
5 | 31 | 13 | [17 empty] | 0 | 0
5 | 31 | 14 | [17 empty] | 0 | 0
5 | 31 | 15 | [17 empty] | 0 | 0
5 | 31 | 16 | [17 empty] | 0 | 0
5 | 31 | 17 | [17 empty] | 0 | 0
5 | 31 | 18 | [17 empty] | 0 | 0
5 | 31 | 19 | [17 empty] | 0 | 0
5 | 31 | 20 | [17 empty] | 0 | 0
5 | 31 | 21 | [17 empty] | 0 | 0
5 | 31 | 22 | [17 empty] | 0 | 0
5 | 31 | 23 | [17 empty] | 0 | 0
5 | 31 | 24 | [17 empty] | 0 | 0
6 | 1 | 1 | [17 empty] | 0 | 0
6 | 1 | 2 | [17 empty] | 0 | 0
6 | 1 | 3 | [17 empty] | 0 | 0
6 | 1 | 4 | [17 empty] | 0 | 0
6 | 1 | 5 | [17 empty] | 0 | 0
6 | 1 | 6 | [17 empty] | 0 | 0
6 | 1 | 7 | [17 empty] | 0 | 0
6 | 1 | 8 | [17 empty] | 0 | 0
6 | 1 | 9 | [17 empty] | 0 | 0
6 | 1 | 10 | [17 empty] | 0 | 0
6 | 1 | 11 | [17 empty] | 0 | 0
6 | 1 | 12 | [17 empty] | 0 | 0
6 | 1 | 13 | [17 empty] | 0 | 0
6 | 1 | 14 | [17 empty] | 0 | 0
6 | 1 | 15 | [17 empty] | 0 | 0
6 | 1 | 16 | [17 empty] | 0 | 0
6 | 1 | 17 | [17 empty] | 0 | 0
6 | 1 | 18 | [17 empty] | 0 | 0
6 | 1 | 19 | [17 empty] | 0 | 0
6 | 1 | 20 | [17 empty] | 0 | 0
6 | 1 | 21 | [17 empty] | 0 | 0
6 | 1 | 22 | [17 empty] | 0 | 0
6 | 1 | 23 | [17 empty] | 0 | 0
6 | 1 | 24 | [17 empty] | 0 | 0
6 | 2 | 1 | [17 empty] | 0 | 0
6 | 2 | 2 | [17 empty] | 0 | 0
6 | 2 | 3 | [17 empty] | 0 | 0
6 | 2 | 4 | [17 empty] | 0 | 0
6 | 2 | 5 | [17 empty] | 0 | 0
6 | 2 | 6 | [17 empty] | 0 | 0
6 | 2 | 7 | [17 empty] | 0 | 0
6 | 2 | 8 | [17 empty] | 0 | 0
6 | 2 | 9 | [17 empty] | 0 | 0
6 | 2 | 10 | [17 empty] | 0 | 0
6 | 2 | 11 | [17 empty] | 0 | 0
6 | 2 | 12 | [17 empty] | 0 | 0
6 | 2 | 13 | [17 empty] | 0 | 0
6 | 2 | 14 | [17 empty] | 0 | 0
6 | 2 | 15 | [17 empty] | 0 | 0
6 | 2 | 16 | [17 empty] | 0 | 0
6 | 2 | 17 | [17 empty] | 0 | 0
6 | 2 | 18 | [17 empty] | 0 | 0
6 | 2 | 19 | [17 empty] | 0 | 0
6 | 2 | 20 | [17 empty] | 0 | 0
6 | 2 | 21 | [17 empty] | 0 | 0
6 | 2 | 22 | [17 empty] | 0 | 0
6 | 2 | 23 | [17 empty] | 0 | 0
6 | 2 | 24 | [17 empty] | 0 | 0
6 | 3 | 1 | [17 empty] | 0 | 0
6 | 3 | 2 | [17 empty] | 0 | 0
6 | 3 | 3 | [17 empty] | 0 | 0
6 | 3 | 4 | [17 empty] | 0 | 0
6 | 3 | 5 | [17 empty] | 0 | 0
6 | 3 | 6 | [17 empty] | 0 | 0
6 | 3 | 7 | [17 empty] | 0 | 0
6 | 3 | 8 | [17 empty] | 0 | 0
6 | 3 | 9 | [17 empty] | 0 | 0
6 | 3 | 10 | [17 empty] | 0 | 0
6 | 3 | 11 | [17 empty] | 0 | 0
6 | 3 | 12 | [17 empty] | 0 | 0
6 | 3 | 13 | [17 empty] | 0 | 0
6 | 3 | 14 | [17 empty] | 0 | 0
6 | 3 | 15 | [17 empty] | 0 | 0
6 | 3 | 16 | [17 empty] | 0 | 0
6 | 3 | 17 | [17 empty] | 0 | 0
6 | 3 | 18 | [17 empty] | 0 | 0
6 | 3 | 19 | [17 empty] | 0 | 0
6 | 3 | 20 | [17 empty] | 0 | 0
6 | 3 | 21 | [17 empty] | 0 | 0
6 | 3 | 22 | [17 empty] | 0 | 0
6 | 3 | 23 | [17 empty] | 0 | 0
6 | 3 | 24 | [17 empty] | 0 | 0
6 | 4 | 1 | [17 empty] | 0 | 0
6 | 4 | 2 | [17 empty] | 0 | 0
6 | 4 | 3 | [17 empty] | 0 | 0
6 | 4 | 4 | [17 empty] | 0 | 0
6 | 4 | 5 | [17 empty] | 0 | 0
6 | 4 | 6 | [17 empty] | 0 | 0
6 | 4 | 7 | [17 empty] | 0 | 0
6 | 4 | 8 | [17 empty] | 0 | 0
6 | 4 | 9 | [17 empty] | 0 | 0
6 | 4 | 10 | [17 empty] | 0 | 0
6 | 4 | 11 | [17 empty] | 0 | 0
6 | 4 | 12 | [17 empty] | 0 | 0
6 | 4 | 13 | [17 empty] | 0 | 0
6 | 4 | 14 | [17 empty] | 0 | 0
6 | 4 | 15 | [17 empty] | 0 | 0
6 | 4 | 16 | [17 empty] | 0 | 0
6 | 4 | 17 | [17 empty] | 0 | 0
6 | 4 | 18 | [17 empty] | 0 | 0
6 | 4 | 19 | [17 empty] | 0 | 0
6 | 4 | 20 | [17 empty] | 0 | 0
6 | 4 | 21 | [17 empty] | 0 | 0
6 | 4 | 22 | [17 empty] | 0 | 0
6 | 4 | 23 | [17 empty] | 0 | 0
6 | 4 | 24 | [17 empty] | 0 | 0
6 | 5 | 1 | [17 empty] | 0 | 0
6 | 5 | 2 | [17 empty] | 0 | 0
6 | 5 | 3 | [17 empty] | 0 | 0
6 | 5 | 4 | [17 empty] | 0 | 0
6 | 5 | 5 | [17 empty] | 0 | 0
6 | 5 | 6 | [17 empty] | 0 | 0
6 | 5 | 7 | [17 empty] | 0 | 0
6 | 5 | 8 | [17 empty] | 0 | 0
6 | 5 | 9 | [17 empty] | 0 | 0
6 | 5 | 10 | [17 empty] | 0 | 0
6 | 5 | 11 | [17 empty] | 0 | 0
6 | 5 | 12 | [17 empty] | 0 | 0
6 | 5 | 13 | [17 empty] | 0 | 0
6 | 5 | 14 | [17 empty] | 0 | 0
6 | 5 | 15 | [17 empty] | 0 | 0
6 | 5 | 16 | [17 empty] | 0 | 0
6 | 5 | 17 | [17 empty] | 0 | 0
6 | 5 | 18 | [17 empty] | 0 | 0
6 | 5 | 19 | [17 empty] | 0 | 0
6 | 5 | 20 | [17 empty] | 0 | 0
6 | 5 | 21 | [17 empty] | 0 | 0
6 | 5 | 22 | [17 empty] | 0 | 0
6 | 5 | 23 | [17 empty] | 0 | 0
6 | 5 | 24 | [17 empty] | 0 | 0
6 | 6 | 1 | [17 empty] | 0 | 0
6 | 6 | 2 | [17 empty] | 0 | 0
6 | 6 | 3 | [17 empty] | 0 | 0
6 | 6 | 4 | [17 empty] | 0 | 0
6 | 6 | 5 | [17 empty] | 0 | 0
6 | 6 | 6 | [17 empty] | 0 | 0
6 | 6 | 7 | [17 empty] | 0 | 0
6 | 6 | 8 | [17 empty] | 0 | 0
6 | 6 | 9 | [17 empty] | 0 | 0
6 | 6 | 10 | [17 empty] | 0 | 0
6 | 6 | 11 | [17 empty] | 0 | 0
6 | 6 | 12 | [17 empty] | 0 | 0
6 | 6 | 13 | [17 empty] | 0 | 0
6 | 6 | 14 | [17 empty] | 0 | 0
6 | 6 | 15 | [17 empty] | 0 | 0
6 | 6 | 16 | [17 empty] | 0 | 0
6 | 6 | 17 | [17 empty] | 0 | 0
6 | 6 | 18 | [17 empty] | 0 | 0
6 | 6 | 19 | [17 empty] | 0 | 0
6 | 6 | 20 | [17 empty] | 0 | 0
6 | 6 | 21 | [17 empty] | 0 | 0
6 | 6 | 22 | [17 empty] | 0 | 0
6 | 6 | 23 | [17 empty] | 0 | 0
6 | 6 | 24 | [17 empty] | 0 | 0
6 | 7 | 1 | [17 empty] | 0 | 0
6 | 7 | 2 | [17 empty] | 0 | 0
6 | 7 | 3 | [17 empty] | 0 | 0
6 | 7 | 4 | [17 empty] | 0 | 0
6 | 7 | 5 | [17 empty] | 0 | 0
6 | 7 | 6 | [17 empty] | 0 | 0
6 | 7 | 7 | [17 empty] | 0 | 0
6 | 7 | 8 | [17 empty] | 0 | 0
6 | 7 | 9 | [17 empty] | 0 | 0
6 | 7 | 10 | [17 empty] | 0 | 0
6 | 7 | 11 | [17 empty] | 0 | 0
6 | 7 | 12 | [17 empty] | 0 | 0
6 | 7 | 13 | [17 empty] | 0 | 0
6 | 7 | 14 | [17 empty] | 0 | 0
6 | 7 | 15 | [17 empty] | 0 | 0
6 | 7 | 16 | [17 empty] | 0 | 0
6 | 7 | 17 | [17 empty] | 0 | 0
6 | 7 | 18 | [17 empty] | 0 | 0
6 | 7 | 19 | [17 empty] | 0 | 0
6 | 7 | 20 | [17 empty] | 0 | 0
6 | 7 | 21 | [17 empty] | 0 | 0
6 | 7 | 22 | [17 empty] | 0 | 0
6 | 7 | 23 | [17 empty] | 0 | 0
6 | 7 | 24 | [17 empty] | 0 | 0
6 | 8 | 1 | [17 empty] | 0 | 0
6 | 8 | 2 | [17 empty] | 0 | 0
6 | 8 | 3 | [17 empty] | 0 | 0
6 | 8 | 4 | [17 empty] | 0 | 0
6 | 8 | 5 | [17 empty] | 0 | 0
6 | 8 | 6 | [17 empty] | 0 | 0
6 | 8 | 7 | [17 empty] | 0 | 0
6 | 8 | 8 | [17 empty] | 0 | 0
6 | 8 | 9 | [17 empty] | 0 | 0
6 | 8 | 10 | [17 empty] | 0 | 0
6 | 8 | 11 | [17 empty] | 0 | 0
6 | 8 | 12 | [17 empty] | 0 | 0
6 | 8 | 13 | [17 empty] | 0 | 0
6 | 8 | 14 | [17 empty] | 0 | 0
6 | 8 | 15 | [17 empty] | 0 | 0
6 | 8 | 16 | [17 empty] | 0 | 0
6 | 8 | 17 | [17 empty] | 0 | 0
6 | 8 | 18 | [17 empty] | 0 | 0
6 | 8 | 19 | [17 empty] | 0 | 0
6 | 8 | 20 | [17 empty] | 0 | 0
6 | 8 | 21 | [17 empty] | 0 | 0
6 | 8 | 22 | [17 empty] | 0 | 0
6 | 8 | 23 | [17 empty] | 0 | 0
6 | 8 | 24 | [17 empty] | 0 | 0
6 | 9 | 1 | [17 empty] | 0 | 0
6 | 9 | 2 | [17 empty] | 0 | 0
6 | 9 | 3 | [17 empty] | 0 | 0
6 | 9 | 4 | [17 empty] | 0 | 0
6 | 9 | 5 | [17 empty] | 0 | 0
6 | 9 | 6 | [17 empty] | 0 | 0
6 | 9 | 7 | [17 empty] | 0 | 0
6 | 9 | 8 | [17 empty] | 0 | 0
6 | 9 | 9 | [17 empty] | 0 | 0
6 | 9 | 10 | [17 empty] | 0 | 0
6 | 9 | 11 | [17 empty] | 0 | 0
6 | 9 | 12 | [17 empty] | 0 | 0
6 | 9 | 13 | [17 empty] | 0 | 0
6 | 9 | 14 | [17 empty] | 0 | 0
6 | 9 | 15 | [17 empty] | 0 | 0
6 | 9 | 16 | [17 empty] | 0 | 0
6 | 9 | 17 | [17 empty] | 0 | 0
6 | 9 | 18 | [17 empty] | 0 | 0
6 | 9 | 19 | [17 empty] | 0 | 0
6 | 9 | 20 | [17 empty] | 0 | 0
6 | 9 | 21 | [17 empty] | 0 | 0
6 | 9 | 22 | [17 empty] | 0 | 0
6 | 9 | 23 | [17 empty] | 0 | 0
6 | 9 | 24 | [17 empty] | 0 | 0
6 | 10 | 1 | [17 empty] | 0 | 0
6 | 10 | 2 | [17 empty] | 0 | 0
6 | 10 | 3 | [17 empty] | 0 | 0
6 | 10 | 4 | [17 empty] | 0 | 0
6 | 10 | 5 | [17 empty] | 0 | 0
6 | 10 | 6 | [17 empty] | 0 | 0
6 | 10 | 7 | [17 empty] | 0 | 0
6 | 10 | 8 | [17 empty] | 0 | 0
6 | 10 | 9 | [17 empty] | 0 | 0
6 | 10 | 10 | [17 empty] | 0 | 0
6 | 10 | 11 | [17 empty] | 0 | 0
6 | 10 | 12 | [17 empty] | 0 | 0
6 | 10 | 13 | [17 empty] | 0 | 0
6 | 10 | 14 | [17 empty] | 0 | 0
6 | 10 | 15 | [17 empty] | 0 | 0
6 | 10 | 16 | [17 empty] | 0 | 0
6 | 10 | 17 | [17 empty] | 0 | 0
6 | 10 | 18 | [17 empty] | 0 | 0
6 | 10 | 19 | [17 empty] | 0 | 0
6 | 10 | 20 | [17 empty] | 0 | 0
6 | 10 | 21 | [17 empty] | 0 | 0
6 | 10 | 22 | [17 empty] | 0 | 0
6 | 10 | 23 | [17 empty] | 0 | 0
6 | 10 | 24 | [17 empty] | 0 | 0
6 | 11 | 1 | [17 empty] | 0 | 0
6 | 11 | 2 | [17 empty] | 0 | 0
6 | 11 | 3 | [17 empty] | 0 | 0
6 | 11 | 4 | [17 empty] | 0 | 0
6 | 11 | 5 | [17 empty] | 0 | 0
6 | 11 | 6 | [17 empty] | 0 | 0
6 | 11 | 7 | [17 empty] | 0 | 0
6 | 11 | 8 | [17 empty] | 0 | 0
6 | 11 | 9 | [17 empty] | 0 | 0
6 | 11 | 10 | [17 empty] | 0 | 0
6 | 11 | 11 | [17 empty] | 0 | 0
6 | 11 | 12 | [17 empty] | 0 | 0
6 | 11 | 13 | [17 empty] | 0 | 0
6 | 11 | 14 | [17 empty] | 0 | 0
6 | 11 | 15 | [17 empty] | 0 | 0
6 | 11 | 16 | [17 empty] | 0 | 0
6 | 11 | 17 | [17 empty] | 0 | 0
6 | 11 | 18 | [17 empty] | 0 | 0
6 | 11 | 19 | [17 empty] | 0 | 0
6 | 11 | 20 | [17 empty] | 0 | 0
6 | 11 | 21 | [17 empty] | 0 | 0
6 | 11 | 22 | [17 empty] | 0 | 0
6 | 11 | 23 | [17 empty] | 0 | 0
6 | 11 | 24 | [17 empty] | 0 | 0
6 | 12 | 1 | [17 empty] | 0 | 0
6 | 12 | 2 | [17 empty] | 0 | 0
6 | 12 | 3 | [17 empty] | 0 | 0
6 | 12 | 4 | [17 empty] | 0 | 0
6 | 12 | 5 | [17 empty] | 0 | 0
6 | 12 | 6 | [17 empty] | 0 | 0
6 | 12 | 7 | [17 empty] | 0 | 0
6 | 12 | 8 | [17 empty] | 0 | 0
6 | 12 | 9 | [17 empty] | 0 | 0
6 | 12 | 10 | [17 empty] | 0 | 0
6 | 12 | 11 | [17 empty] | 0 | 0
6 | 12 | 12 | [17 empty] | 0 | 0
6 | 12 | 13 | [17 empty] | 0 | 0
6 | 12 | 14 | [17 empty] | 0 | 0
6 | 12 | 15 | [17 empty] | 0 | 0
6 | 12 | 16 | [17 empty] | 0 | 0
6 | 12 | 17 | [17 empty] | 0 | 0
6 | 12 | 18 | [17 empty] | 0 | 0
6 | 12 | 19 | [17 empty] | 0 | 0
6 | 12 | 20 | [17 empty] | 0 | 0
6 | 12 | 21 | [17 empty] | 0 | 0
6 | 12 | 22 | [17 empty] | 0 | 0
6 | 12 | 23 | [17 empty] | 0 | 0
6 | 12 | 24 | [17 empty] | 0 | 0
6 | 13 | 1 | [17 empty] | 0 | 0
6 | 13 | 2 | [17 empty] | 0 | 0
6 | 13 | 3 | [17 empty] | 0 | 0
6 | 13 | 4 | [17 empty] | 0 | 0
6 | 13 | 5 | [17 empty] | 0 | 0
6 | 13 | 6 | [17 empty] | 0 | 0
6 | 13 | 7 | [17 empty] | 0 | 0
6 | 13 | 8 | [17 empty] | 0 | 0
6 | 13 | 9 | [17 empty] | 0 | 0
6 | 13 | 10 | [17 empty] | 0 | 0
6 | 13 | 11 | [17 empty] | 0 | 0
6 | 13 | 12 | [17 empty] | 0 | 0
6 | 13 | 13 | [17 empty] | 0 | 0
6 | 13 | 14 | [17 empty] | 0 | 0
6 | 13 | 15 | [17 empty] | 0 | 0
6 | 13 | 16 | [17 empty] | 0 | 0
6 | 13 | 17 | [17 empty] | 0 | 0
6 | 13 | 18 | [17 empty] | 0 | 0
6 | 13 | 19 | [17 empty] | 0 | 0
6 | 13 | 20 | [17 empty] | 0 | 0
6 | 13 | 21 | [17 empty] | 0 | 0
6 | 13 | 22 | [17 empty] | 0 | 0
6 | 13 | 23 | [17 empty] | 0 | 0
6 | 13 | 24 | [17 empty] | 0 | 0
6 | 14 | 1 | [17 empty] | 0 | 0
6 | 14 | 2 | [17 empty] | 0 | 0
6 | 14 | 3 | [17 empty] | 0 | 0
6 | 14 | 4 | [17 empty] | 0 | 0
6 | 14 | 5 | [17 empty] | 0 | 0
6 | 14 | 6 | [17 empty] | 0 | 0
6 | 14 | 7 | [17 empty] | 0 | 0
6 | 14 | 8 | [17 empty] | 0 | 0
6 | 14 | 9 | [17 empty] | 0 | 0
6 | 14 | 10 | [17 empty] | 0 | 0
6 | 14 | 11 | [17 empty] | 0 | 0
6 | 14 | 12 | [17 empty] | 0 | 0
6 | 14 | 13 | [17 empty] | 0 | 0
6 | 14 | 14 | [17 empty] | 0 | 0
6 | 14 | 15 | [17 empty] | 0 | 0
6 | 14 | 16 | [17 empty] | 0 | 0
6 | 14 | 17 | [17 empty] | 0 | 0
6 | 14 | 18 | [17 empty] | 0 | 0
6 | 14 | 19 | [17 empty] | 0 | 0
6 | 14 | 20 | [17 empty] | 0 | 0
6 | 14 | 21 | [17 empty] | 0 | 0
6 | 14 | 22 | [17 empty] | 0 | 0
6 | 14 | 23 | [17 empty] | 0 | 0
6 | 14 | 24 | [17 empty] | 0 | 0
6 | 15 | 1 | [17 empty] | 0 | 0
6 | 15 | 2 | [17 empty] | 0 | 0
6 | 15 | 3 | [17 empty] | 0 | 0
6 | 15 | 4 | [17 empty] | 0 | 0
6 | 15 | 5 | [17 empty] | 0 | 0
6 | 15 | 6 | [17 empty] | 0 | 0
6 | 15 | 7 | [17 empty] | 0 | 0
6 | 15 | 8 | [17 empty] | 0 | 0
6 | 15 | 9 | [17 empty] | 0 | 0
6 | 15 | 10 | [17 empty] | 0 | 0
6 | 15 | 11 | [17 empty] | 0 | 0
6 | 15 | 12 | [17 empty] | 0 | 0
6 | 15 | 13 | [17 empty] | 0 | 0
6 | 15 | 14 | [17 empty] | 0 | 0
6 | 15 | 15 | [17 empty] | 0 | 0
6 | 15 | 16 | [17 empty] | 0 | 0
6 | 15 | 17 | [17 empty] | 0 | 0
6 | 15 | 18 | [17 empty] | 0 | 0
6 | 15 | 19 | [17 empty] | 0 | 0
6 | 15 | 20 | [17 empty] | 0 | 0
6 | 15 | 21 | [17 empty] | 0 | 0
6 | 15 | 22 | [17 empty] | 0 | 0
6 | 15 | 23 | [17 empty] | 0 | 0
6 | 15 | 24 | [17 empty] | 0 | 0
6 | 16 | 1 | [17 empty] | 0 | 0
6 | 16 | 2 | [17 empty] | 0 | 0
6 | 16 | 3 | [17 empty] | 0 | 0
6 | 16 | 4 | [17 empty] | 0 | 0
6 | 16 | 5 | [17 empty] | 0 | 0
6 | 16 | 6 | [17 empty] | 0 | 0
6 | 16 | 7 | [17 empty] | 0 | 0
6 | 16 | 8 | [17 empty] | 0 | 0
6 | 16 | 9 | [17 empty] | 0 | 0
6 | 16 | 10 | [17 empty] | 0 | 0
6 | 16 | 11 | [17 empty] | 0 | 0
6 | 16 | 12 | [17 empty] | 0 | 0
6 | 16 | 13 | [17 empty] | 0 | 0
6 | 16 | 14 | [17 empty] | 0 | 0
6 | 16 | 15 | [17 empty] | 0 | 0
6 | 16 | 16 | [17 empty] | 0 | 0
6 | 16 | 17 | [17 empty] | 0 | 0
6 | 16 | 18 | [17 empty] | 0 | 0
6 | 16 | 19 | [17 empty] | 0 | 0
6 | 16 | 20 | [17 empty] | 0 | 0
6 | 16 | 21 | [17 empty] | 0 | 0
6 | 16 | 22 | [17 empty] | 0 | 0
6 | 16 | 23 | [17 empty] | 0 | 0
6 | 16 | 24 | [17 empty] | 0 | 0
6 | 17 | 1 | [17 empty] | 0 | 0
6 | 17 | 2 | [17 empty] | 0 | 0
6 | 17 | 3 | [17 empty] | 0 | 0
6 | 17 | 4 | [17 empty] | 0 | 0
6 | 17 | 5 | [17 empty] | 0 | 0
6 | 17 | 6 | [17 empty] | 0 | 0
6 | 17 | 7 | [17 empty] | 0 | 0
6 | 17 | 8 | [17 empty] | 0 | 0
6 | 17 | 9 | [17 empty] | 0 | 0
6 | 17 | 10 | [17 empty] | 0 | 0
6 | 17 | 11 | [17 empty] | 0 | 0
6 | 17 | 12 | [17 empty] | 0 | 0
6 | 17 | 13 | [17 empty] | 0 | 0
6 | 17 | 14 | [17 empty] | 0 | 0
6 | 17 | 15 | [17 empty] | 0 | 0
6 | 17 | 16 | [17 empty] | 0 | 0
6 | 17 | 17 | [17 empty] | 0 | 0
6 | 17 | 18 | [17 empty] | 0 | 0
6 | 17 | 19 | [17 empty] | 0 | 0
6 | 17 | 20 | [17 empty] | 0 | 0
6 | 17 | 21 | [17 empty] | 0 | 0
6 | 17 | 22 | [17 empty] | 0 | 0
6 | 17 | 23 | [17 empty] | 0 | 0
6 | 17 | 24 | [17 empty] | 0 | 0
6 | 18 | 1 | [17 empty] | 0 | 0
6 | 18 | 2 | [17 empty] | 0 | 0
6 | 18 | 3 | [17 empty] | 0 | 0
6 | 18 | 4 | [17 empty] | 0 | 0
6 | 18 | 5 | [17 empty] | 0 | 0
6 | 18 | 6 | [17 empty] | 0 | 0
6 | 18 | 7 | [17 empty] | 0 | 0
6 | 18 | 8 | [17 empty] | 0 | 0
6 | 18 | 9 | [17 empty] | 0 | 0
6 | 18 | 10 | [17 empty] | 0 | 0
6 | 18 | 11 | [17 empty] | 0 | 0
6 | 18 | 12 | [17 empty] | 0 | 0
6 | 18 | 13 | [17 empty] | 0 | 0
6 | 18 | 14 | [17 empty] | 0 | 0
6 | 18 | 15 | [17 empty] | 0 | 0
6 | 18 | 16 | [17 empty] | 0 | 0
6 | 18 | 17 | [17 empty] | 0 | 0
6 | 18 | 18 | [17 empty] | 0 | 0
6 | 18 | 19 | [17 empty] | 0 | 0
6 | 18 | 20 | [17 empty] | 0 | 0
6 | 18 | 21 | [17 empty] | 0 | 0
6 | 18 | 22 | [17 empty] | 0 | 0
6 | 18 | 23 | [17 empty] | 0 | 0
6 | 18 | 24 | [17 empty] | 0 | 0
6 | 19 | 1 | [17 empty] | 0 | 0
6 | 19 | 2 | [17 empty] | 0 | 0
6 | 19 | 3 | [17 empty] | 0 | 0
6 | 19 | 4 | [17 empty] | 0 | 0
6 | 19 | 5 | [17 empty] | 0 | 0
6 | 19 | 6 | [17 empty] | 0 | 0
6 | 19 | 7 | [17 empty] | 0 | 0
6 | 19 | 8 | [17 empty] | 0 | 0
6 | 19 | 9 | [17 empty] | 0 | 0
6 | 19 | 10 | [17 empty] | 0 | 0
6 | 19 | 11 | [17 empty] | 0 | 0
6 | 19 | 12 | [17 empty] | 0 | 0
6 | 19 | 13 | [17 empty] | 0 | 0
6 | 19 | 14 | [17 empty] | 0 | 0
6 | 19 | 15 | [17 empty] | 0 | 0
6 | 19 | 16 | [17 empty] | 0 | 0
6 | 19 | 17 | [17 empty] | 0 | 0
6 | 19 | 18 | [17 empty] | 0 | 0
6 | 19 | 19 | [17 empty] | 0 | 0
6 | 19 | 20 | [17 empty] | 0 | 0
6 | 19 | 21 | [17 empty] | 0 | 0
6 | 19 | 22 | [17 empty] | 0 | 0
6 | 19 | 23 | [17 empty] | 0 | 0
6 | 19 | 24 | [17 empty] | 0 | 0
6 | 20 | 1 | [17 empty] | 0 | 0
6 | 20 | 2 | [17 empty] | 0 | 0
6 | 20 | 3 | [17 empty] | 0 | 0
6 | 20 | 4 | [17 empty] | 0 | 0
6 | 20 | 5 | [17 empty] | 0 | 0
6 | 20 | 6 | [17 empty] | 0 | 0
6 | 20 | 7 | [17 empty] | 0 | 0
6 | 20 | 8 | [17 empty] | 0 | 0
6 | 20 | 9 | [17 empty] | 0 | 0
6 | 20 | 10 | [17 empty] | 0 | 0
6 | 20 | 11 | [17 empty] | 0 | 0
6 | 20 | 12 | [17 empty] | 0 | 0
6 | 20 | 13 | [17 empty] | 0 | 0
6 | 20 | 14 | [17 empty] | 0 | 0
6 | 20 | 15 | [17 empty] | 0 | 0
6 | 20 | 16 | [17 empty] | 0 | 0
6 | 20 | 17 | [17 empty] | 0 | 0
6 | 20 | 18 | [17 empty] | 0 | 0
6 | 20 | 19 | [17 empty] | 0 | 0
6 | 20 | 20 | [17 empty] | 0 | 0
6 | 20 | 21 | [17 empty] | 0 | 0
6 | 20 | 22 | [17 empty] | 0 | 0
6 | 20 | 23 | [17 empty] | 0 | 0
6 | 20 | 24 | [17 empty] | 0 | 0
6 | 21 | 1 | [17 empty] | 0 | 0
6 | 21 | 2 | [17 empty] | 0 | 0
6 | 21 | 3 | [17 empty] | 0 | 0
6 | 21 | 4 | [17 empty] | 0 | 0
6 | 21 | 5 | [17 empty] | 0 | 0
6 | 21 | 6 | [17 empty] | 0 | 0
6 | 21 | 7 | [17 empty] | 0 | 0
6 | 21 | 8 | [17 empty] | 0 | 0
6 | 21 | 9 | [17 empty] | 0 | 0
6 | 21 | 10 | [17 empty] | 0 | 0
6 | 21 | 11 | [17 empty] | 0 | 0
6 | 21 | 12 | [17 empty] | 0 | 0
6 | 21 | 13 | [17 empty] | 0 | 0
6 | 21 | 14 | [17 empty] | 0 | 0
6 | 21 | 15 | [17 empty] | 0 | 0
6 | 21 | 16 | [17 empty] | 0 | 0
6 | 21 | 17 | [17 empty] | 0 | 0
6 | 21 | 18 | [17 empty] | 0 | 0
6 | 21 | 19 | [17 empty] | 0 | 0
6 | 21 | 20 | [17 empty] | 0 | 0
6 | 21 | 21 | [17 empty] | 0 | 0
6 | 21 | 22 | [17 empty] | 0 | 0
6 | 21 | 23 | [17 empty] | 0 | 0
6 | 21 | 24 | [17 empty] | 0 | 0
6 | 22 | 1 | [17 empty] | 0 | 0
6 | 22 | 2 | [17 empty] | 0 | 0
6 | 22 | 3 | [17 empty] | 0 | 0
6 | 22 | 4 | [17 empty] | 0 | 0
6 | 22 | 5 | [17 empty] | 0 | 0
6 | 22 | 6 | [17 empty] | 0 | 0
6 | 22 | 7 | [17 empty] | 0 | 0
6 | 22 | 8 | [17 empty] | 0 | 0
6 | 22 | 9 | [17 empty] | 0 | 0
6 | 22 | 10 | [17 empty] | 0 | 0
6 | 22 | 11 | [17 empty] | 0 | 0
6 | 22 | 12 | [17 empty] | 0 | 0
6 | 22 | 13 | [17 empty] | 0 | 0
6 | 22 | 14 | [17 empty] | 0 | 0
6 | 22 | 15 | [17 empty] | 0 | 0
6 | 22 | 16 | [17 empty] | 0 | 0
6 | 22 | 17 | [17 empty] | 0 | 0
6 | 22 | 18 | [17 empty] | 0 | 0
6 | 22 | 19 | [17 empty] | 0 | 0
6 | 22 | 20 | [17 empty] | 0 | 0
6 | 22 | 21 | [17 empty] | 0 | 0
6 | 22 | 22 | [17 empty] | 0 | 0
6 | 22 | 23 | [17 empty] | 0 | 0
6 | 22 | 24 | [17 empty] | 0 | 0
6 | 23 | 1 | [17 empty] | 0 | 0
6 | 23 | 2 | [17 empty] | 0 | 0
6 | 23 | 3 | [17 empty] | 0 | 0
6 | 23 | 4 | [17 empty] | 0 | 0
6 | 23 | 5 | [17 empty] | 0 | 0
6 | 23 | 6 | [17 empty] | 0 | 0
6 | 23 | 7 | [17 empty] | 0 | 0
6 | 23 | 8 | [17 empty] | 0 | 0
6 | 23 | 9 | [17 empty] | 0 | 0
6 | 23 | 10 | [17 empty] | 0 | 0
6 | 23 | 11 | [17 empty] | 0 | 0
6 | 23 | 12 | [17 empty] | 0 | 0
6 | 23 | 13 | [17 empty] | 0 | 0
6 | 23 | 14 | [17 empty] | 0 | 0
6 | 23 | 15 | [17 empty] | 0 | 0
6 | 23 | 16 | [17 empty] | 0 | 0
6 | 23 | 17 | [17 empty] | 0 | 0
6 | 23 | 18 | [17 empty] | 0 | 0
6 | 23 | 19 | [17 empty] | 0 | 0
6 | 23 | 20 | [17 empty] | 0 | 0
6 | 23 | 21 | [17 empty] | 0 | 0
6 | 23 | 22 | [17 empty] | 0 | 0
6 | 23 | 23 | [17 empty] | 0 | 0
6 | 23 | 24 | [17 empty] | 0 | 0
6 | 24 | 1 | [17 empty] | 0 | 0
6 | 24 | 2 | [17 empty] | 0 | 0
6 | 24 | 3 | [17 empty] | 0 | 0
6 | 24 | 4 | [17 empty] | 0 | 0
6 | 24 | 5 | [17 empty] | 0 | 0
6 | 24 | 6 | [17 empty] | 0 | 0
6 | 24 | 7 | [17 empty] | 0 | 0
6 | 24 | 8 | [17 empty] | 0 | 0
6 | 24 | 9 | [17 empty] | 0 | 0
6 | 24 | 10 | [17 empty] | 0 | 0
6 | 24 | 11 | [17 empty] | 0 | 0
6 | 24 | 12 | [17 empty] | 0 | 0
6 | 24 | 13 | [17 empty] | 0 | 0
6 | 24 | 14 | [17 empty] | 0 | 0
6 | 24 | 15 | [17 empty] | 0 | 0
6 | 24 | 16 | [17 empty] | 0 | 0
6 | 24 | 17 | [17 empty] | 0 | 0
6 | 24 | 18 | [17 empty] | 0 | 0
6 | 24 | 19 | [17 empty] | 0 | 0
6 | 24 | 20 | [17 empty] | 0 | 0
6 | 24 | 21 | [17 empty] | 0 | 0
6 | 24 | 22 | [17 empty] | 0 | 0
6 | 24 | 23 | [17 empty] | 0 | 0
6 | 24 | 24 | [17 empty] | 0 | 0
6 | 25 | 1 | [17 empty] | 0 | 0
6 | 25 | 2 | [17 empty] | 0 | 0
6 | 25 | 3 | [17 empty] | 0 | 0
6 | 25 | 4 | [17 empty] | 0 | 0
6 | 25 | 5 | [17 empty] | 0 | 0
6 | 25 | 6 | [17 empty] | 0 | 0
6 | 25 | 7 | [17 empty] | 0 | 0
6 | 25 | 8 | [17 empty] | 0 | 0
6 | 25 | 9 | [17 empty] | 0 | 0
6 | 25 | 10 | [17 empty] | 0 | 0
6 | 25 | 11 | [17 empty] | 0 | 0
6 | 25 | 12 | [17 empty] | 0 | 0
6 | 25 | 13 | [17 empty] | 0 | 0
6 | 25 | 14 | [17 empty] | 0 | 0
6 | 25 | 15 | [17 empty] | 0 | 0
6 | 25 | 16 | [17 empty] | 0 | 0
6 | 25 | 17 | [17 empty] | 0 | 0
6 | 25 | 18 | [17 empty] | 0 | 0
6 | 25 | 19 | [17 empty] | 0 | 0
6 | 25 | 20 | [17 empty] | 0 | 0
6 | 25 | 21 | [17 empty] | 0 | 0
6 | 25 | 22 | [17 empty] | 0 | 0
6 | 25 | 23 | [17 empty] | 0 | 0
6 | 25 | 24 | [17 empty] | 0 | 0
6 | 26 | 1 | [17 empty] | 0 | 0
6 | 26 | 2 | [17 empty] | 0 | 0
6 | 26 | 3 | [17 empty] | 0 | 0
6 | 26 | 4 | [17 empty] | 0 | 0
6 | 26 | 5 | [17 empty] | 0 | 0
6 | 26 | 6 | [17 empty] | 0 | 0
6 | 26 | 7 | [17 empty] | 0 | 0
6 | 26 | 8 | [17 empty] | 0 | 0
6 | 26 | 9 | [17 empty] | 0 | 0
6 | 26 | 10 | [17 empty] | 0 | 0
6 | 26 | 11 | [17 empty] | 0 | 0
6 | 26 | 12 | [17 empty] | 0 | 0
6 | 26 | 13 | [17 empty] | 0 | 0
6 | 26 | 14 | [17 empty] | 0 | 0
6 | 26 | 15 | [17 empty] | 0 | 0
6 | 26 | 16 | [17 empty] | 0 | 0
6 | 26 | 17 | [17 empty] | 0 | 0
6 | 26 | 18 | [17 empty] | 0 | 0
6 | 26 | 19 | [17 empty] | 0 | 0
6 | 26 | 20 | [17 empty] | 0 | 0
6 | 26 | 21 | [17 empty] | 0 | 0
6 | 26 | 22 | [17 empty] | 0 | 0
6 | 26 | 23 | [17 empty] | 0 | 0
6 | 26 | 24 | [17 empty] | 0 | 0
6 | 27 | 1 | [17 empty] | 0 | 0
6 | 27 | 2 | [17 empty] | 0 | 0
6 | 27 | 3 | [17 empty] | 0 | 0
6 | 27 | 4 | [17 empty] | 0 | 0
6 | 27 | 5 | [17 empty] | 0 | 0
6 | 27 | 6 | [17 empty] | 0 | 0
6 | 27 | 7 | [17 empty] | 0 | 0
6 | 27 | 8 | [17 empty] | 0 | 0
6 | 27 | 9 | [17 empty] | 0 | 0
6 | 27 | 10 | [17 empty] | 0 | 0
6 | 27 | 11 | [17 empty] | 0 | 0
6 | 27 | 12 | [17 empty] | 0 | 0
6 | 27 | 13 | [17 empty] | 0 | 0
6 | 27 | 14 | [17 empty] | 0 | 0
6 | 27 | 15 | [17 empty] | 0 | 0
6 | 27 | 16 | [17 empty] | 0 | 0
6 | 27 | 17 | [17 empty] | 0 | 0
6 | 27 | 18 | [17 empty] | 0 | 0
6 | 27 | 19 | [17 empty] | 0 | 0
6 | 27 | 20 | [17 empty] | 0 | 0
6 | 27 | 21 | [17 empty] | 0 | 0
6 | 27 | 22 | [17 empty] | 0 | 0
6 | 27 | 23 | [17 empty] | 0 | 0
6 | 27 | 24 | [17 empty] | 0 | 0
6 | 28 | 1 | [17 empty] | 0 | 0
6 | 28 | 2 | [17 empty] | 0 | 0
6 | 28 | 3 | [17 empty] | 0 | 0
6 | 28 | 4 | [17 empty] | 0 | 0
6 | 28 | 5 | [17 empty] | 0 | 0
6 | 28 | 6 | [17 empty] | 0 | 0
6 | 28 | 7 | [17 empty] | 0 | 0
6 | 28 | 8 | [17 empty] | 0 | 0
6 | 28 | 9 | [17 empty] | 0 | 0
6 | 28 | 10 | [17 empty] | 0 | 0
6 | 28 | 11 | [17 empty] | 0 | 0
6 | 28 | 12 | [17 empty] | 0 | 0
6 | 28 | 13 | [17 empty] | 0 | 0
6 | 28 | 14 | [17 empty] | 0 | 0
6 | 28 | 15 | [17 empty] | 0 | 0
6 | 28 | 16 | [17 empty] | 0 | 0
6 | 28 | 17 | [17 empty] | 0 | 0
6 | 28 | 18 | [17 empty] | 0 | 0
6 | 28 | 19 | [17 empty] | 0 | 0
6 | 28 | 20 | [17 empty] | 0 | 0
6 | 28 | 21 | [17 empty] | 0 | 0
6 | 28 | 22 | [17 empty] | 0 | 0
6 | 28 | 23 | [17 empty] | 0 | 0
6 | 28 | 24 | [17 empty] | 0 | 0
6 | 29 | 1 | [17 empty] | 0 | 0
6 | 29 | 2 | [17 empty] | 0 | 0
6 | 29 | 3 | [17 empty] | 0 | 0
6 | 29 | 4 | [17 empty] | 0 | 0
6 | 29 | 5 | [17 empty] | 0 | 0
6 | 29 | 6 | [17 empty] | 0 | 0
6 | 29 | 7 | [17 empty] | 0 | 0
6 | 29 | 8 | [17 empty] | 0 | 0
6 | 29 | 9 | [17 empty] | 0 | 0
6 | 29 | 10 | [17 empty] | 0 | 0
6 | 29 | 11 | [17 empty] | 0 | 0
6 | 29 | 12 | [17 empty] | 0 | 0
6 | 29 | 13 | [17 empty] | 0 | 0
6 | 29 | 14 | [17 empty] | 0 | 0
6 | 29 | 15 | [17 empty] | 0 | 0
6 | 29 | 16 | [17 empty] | 0 | 0
6 | 29 | 17 | [17 empty] | 0 | 0
6 | 29 | 18 | [17 empty] | 0 | 0
6 | 29 | 19 | [17 empty] | 0 | 0
6 | 29 | 20 | [17 empty] | 0 | 0
6 | 29 | 21 | [17 empty] | 0 | 0
6 | 29 | 22 | [17 empty] | 0 | 0
6 | 29 | 23 | [17 empty] | 0 | 0
6 | 29 | 24 | [17 empty] | 0 | 0
6 | 30 | 1 | [17 empty] | 0 | 0
6 | 30 | 2 | [17 empty] | 0 | 0
6 | 30 | 3 | [17 empty] | 0 | 0
6 | 30 | 4 | [17 empty] | 0 | 0
6 | 30 | 5 | [17 empty] | 0 | 0
6 | 30 | 6 | [17 empty] | 0 | 0
6 | 30 | 7 | [17 empty] | 0 | 0
6 | 30 | 8 | [17 empty] | 0 | 0
6 | 30 | 9 | [17 empty] | 0 | 0
6 | 30 | 10 | [17 empty] | 0 | 0
6 | 30 | 11 | [17 empty] | 0 | 0
6 | 30 | 12 | [17 empty] | 0 | 0
6 | 30 | 13 | [17 empty] | 0 | 0
6 | 30 | 14 | [17 empty] | 0 | 0
6 | 30 | 15 | [17 empty] | 0 | 0
6 | 30 | 16 | [17 empty] | 0 | 0
6 | 30 | 17 | [17 empty] | 0 | 0
6 | 30 | 18 | [17 empty] | 0 | 0
6 | 30 | 19 | [17 empty] | 0 | 0
6 | 30 | 20 | [17 empty] | 0 | 0
6 | 30 | 21 | [17 empty] | 0 | 0
6 | 30 | 22 | [17 empty] | 0 | 0
6 | 30 | 23 | [17 empty] | 0 | 0
6 | 30 | 24 | [17 empty] | 0 | 0
7 | 1 | 1 | [17 empty] | 0 | 0
7 | 1 | 2 | [17 empty] | 0 | 0
7 | 1 | 3 | [17 empty] | 0 | 0
7 | 1 | 4 | [17 empty] | 0 | 0
7 | 1 | 5 | [17 empty] | 0 | 0
7 | 1 | 6 | [17 empty] | 0 | 0
7 | 1 | 7 | [17 empty] | 0 | 0
7 | 1 | 8 | [17 empty] | 0 | 0
7 | 1 | 9 | [17 empty] | 0 | 0
7 | 1 | 10 | [17 empty] | 0 | 0
7 | 1 | 11 | [17 empty] | 0 | 0
7 | 1 | 12 | [17 empty] | 0 | 0
7 | 1 | 13 | [17 empty] | 0 | 0
7 | 1 | 14 | [17 empty] | 0 | 0
7 | 1 | 15 | [17 empty] | 0 | 0
7 | 1 | 16 | [17 empty] | 0 | 0
7 | 1 | 17 | [17 empty] | 0 | 0
7 | 1 | 18 | [17 empty] | 0 | 0
7 | 1 | 19 | [17 empty] | 0 | 0
7 | 1 | 20 | [17 empty] | 0 | 0
7 | 1 | 21 | [17 empty] | 0 | 0
7 | 1 | 22 | [17 empty] | 0 | 0
7 | 1 | 23 | [17 empty] | 0 | 0
7 | 1 | 24 | [17 empty] | 0 | 0
7 | 2 | 1 | [17 empty] | 0 | 0
7 | 2 | 2 | [17 empty] | 0 | 0
7 | 2 | 3 | [17 empty] | 0 | 0
7 | 2 | 4 | [17 empty] | 0 | 0
7 | 2 | 5 | [17 empty] | 0 | 0
7 | 2 | 6 | [17 empty] | 0 | 0
7 | 2 | 7 | [17 empty] | 0 | 0
7 | 2 | 8 | [17 empty] | 0 | 0
7 | 2 | 9 | [17 empty] | 0 | 0
7 | 2 | 10 | [17 empty] | 0 | 0
7 | 2 | 11 | [17 empty] | 0 | 0
7 | 2 | 12 | [17 empty] | 0 | 0
7 | 2 | 13 | [17 empty] | 0 | 0
7 | 2 | 14 | [17 empty] | 0 | 0
7 | 2 | 15 | [17 empty] | 0 | 0
7 | 2 | 16 | [17 empty] | 0 | 0
7 | 2 | 17 | [17 empty] | 0 | 0
7 | 2 | 18 | [17 empty] | 0 | 0
7 | 2 | 19 | [17 empty] | 0 | 0
7 | 2 | 20 | [17 empty] | 0 | 0
7 | 2 | 21 | [17 empty] | 0 | 0
7 | 2 | 22 | [17 empty] | 0 | 0
7 | 2 | 23 | [17 empty] | 0 | 0
7 | 2 | 24 | [17 empty] | 0 | 0
7 | 3 | 1 | [17 empty] | 0 | 0
7 | 3 | 2 | [17 empty] | 0 | 0
7 | 3 | 3 | [17 empty] | 0 | 0
7 | 3 | 4 | [17 empty] | 0 | 0
7 | 3 | 5 | [17 empty] | 0 | 0
7 | 3 | 6 | [17 empty] | 0 | 0
7 | 3 | 7 | [17 empty] | 0 | 0
7 | 3 | 8 | [17 empty] | 0 | 0
7 | 3 | 9 | [17 empty] | 0 | 0
7 | 3 | 10 | [17 empty] | 0 | 0
7 | 3 | 11 | [17 empty] | 0 | 0
7 | 3 | 12 | [17 empty] | 0 | 0
7 | 3 | 13 | [17 empty] | 0 | 0
7 | 3 | 14 | [17 empty] | 0 | 0
7 | 3 | 15 | [17 empty] | 0 | 0
7 | 3 | 16 | [17 empty] | 0 | 0
7 | 3 | 17 | [17 empty] | 0 | 0
7 | 3 | 18 | [17 empty] | 0 | 0
7 | 3 | 19 | [17 empty] | 0 | 0
7 | 3 | 20 | [17 empty] | 0 | 0
7 | 3 | 21 | [17 empty] | 0 | 0
7 | 3 | 22 | [17 empty] | 0 | 0
7 | 3 | 23 | [17 empty] | 0 | 0
7 | 3 | 24 | [17 empty] | 0 | 0
7 | 4 | 1 | [17 empty] | 0 | 0
7 | 4 | 2 | [17 empty] | 0 | 0
7 | 4 | 3 | [17 empty] | 0 | 0
7 | 4 | 4 | [17 empty] | 0 | 0
7 | 4 | 5 | [17 empty] | 0 | 0
7 | 4 | 6 | [17 empty] | 0 | 0
7 | 4 | 7 | [17 empty] | 0 | 0
7 | 4 | 8 | [17 empty] | 0 | 0
7 | 4 | 9 | [17 empty] | 0 | 0
7 | 4 | 10 | [17 empty] | 0 | 0
7 | 4 | 11 | [17 empty] | 0 | 0
7 | 4 | 12 | [17 empty] | 0 | 0
7 | 4 | 13 | [17 empty] | 0 | 0
7 | 4 | 14 | [17 empty] | 0 | 0
7 | 4 | 15 | [17 empty] | 0 | 0
7 | 4 | 16 | [17 empty] | 0 | 0
7 | 4 | 17 | [17 empty] | 0 | 0
7 | 4 | 18 | [17 empty] | 0 | 0
7 | 4 | 19 | [17 empty] | 0 | 0
7 | 4 | 20 | [17 empty] | 0 | 0
7 | 4 | 21 | [17 empty] | 0 | 0
7 | 4 | 22 | [17 empty] | 0 | 0
7 | 4 | 23 | [17 empty] | 0 | 0
7 | 4 | 24 | [17 empty] | 0 | 0
7 | 5 | 1 | [17 empty] | 0 | 0
7 | 5 | 2 | [17 empty] | 0 | 0
7 | 5 | 3 | [17 empty] | 0 | 0
7 | 5 | 4 | [17 empty] | 0 | 0
7 | 5 | 5 | [17 empty] | 0 | 0
7 | 5 | 6 | [17 empty] | 0 | 0
7 | 5 | 7 | [17 empty] | 0 | 0
7 | 5 | 8 | [17 empty] | 0 | 0
7 | 5 | 9 | [17 empty] | 0 | 0
7 | 5 | 10 | [17 empty] | 0 | 0
7 | 5 | 11 | [17 empty] | 0 | 0
7 | 5 | 12 | [17 empty] | 0 | 0
7 | 5 | 13 | [17 empty] | 0 | 0
7 | 5 | 14 | [17 empty] | 0 | 0
7 | 5 | 15 | [17 empty] | 0 | 0
7 | 5 | 16 | [17 empty] | 0 | 0
7 | 5 | 17 | [17 empty] | 0 | 0
7 | 5 | 18 | [17 empty] | 0 | 0
7 | 5 | 19 | [17 empty] | 0 | 0
7 | 5 | 20 | [17 empty] | 0 | 0
7 | 5 | 21 | [17 empty] | 0 | 0
7 | 5 | 22 | [17 empty] | 0 | 0
7 | 5 | 23 | [17 empty] | 0 | 0
7 | 5 | 24 | [17 empty] | 0 | 0
7 | 6 | 1 | [17 empty] | 0 | 0
7 | 6 | 2 | [17 empty] | 0 | 0
7 | 6 | 3 | [17 empty] | 0 | 0
7 | 6 | 4 | [17 empty] | 0 | 0
7 | 6 | 5 | [17 empty] | 0 | 0
7 | 6 | 6 | [17 empty] | 0 | 0
7 | 6 | 7 | [17 empty] | 0 | 0
7 | 6 | 8 | [17 empty] | 0 | 0
7 | 6 | 9 | [17 empty] | 0 | 0
7 | 6 | 10 | [17 empty] | 0 | 0
7 | 6 | 11 | [17 empty] | 0 | 0
7 | 6 | 12 | [17 empty] | 0 | 0
7 | 6 | 13 | [17 empty] | 0 | 0
7 | 6 | 14 | [17 empty] | 0 | 0
7 | 6 | 15 | [17 empty] | 0 | 0
7 | 6 | 16 | [17 empty] | 0 | 0
7 | 6 | 17 | [17 empty] | 0 | 0
7 | 6 | 18 | [17 empty] | 0 | 0
7 | 6 | 19 | [17 empty] | 0 | 0
7 | 6 | 20 | [17 empty] | 0 | 0
7 | 6 | 21 | [17 empty] | 0 | 0
7 | 6 | 22 | [17 empty] | 0 | 0
7 | 6 | 23 | [17 empty] | 0 | 0
7 | 6 | 24 | [17 empty] | 0 | 0
7 | 7 | 1 | [17 empty] | 0 | 0
7 | 7 | 2 | [17 empty] | 0 | 0
7 | 7 | 3 | [17 empty] | 0 | 0
7 | 7 | 4 | [17 empty] | 0 | 0
7 | 7 | 5 | [17 empty] | 0 | 0
7 | 7 | 6 | [17 empty] | 0 | 0
7 | 7 | 7 | [17 empty] | 0 | 0
7 | 7 | 8 | [17 empty] | 0 | 0
7 | 7 | 9 | [17 empty] | 0 | 0
7 | 7 | 10 | [17 empty] | 0 | 0
7 | 7 | 11 | [17 empty] | 0 | 0
7 | 7 | 12 | [17 empty] | 0 | 0
7 | 7 | 13 | [17 empty] | 0 | 0
7 | 7 | 14 | [17 empty] | 0 | 0
7 | 7 | 15 | [17 empty] | 0 | 0
7 | 7 | 16 | [17 empty] | 0 | 0
7 | 7 | 17 | [17 empty] | 0 | 0
7 | 7 | 18 | [17 empty] | 0 | 0
7 | 7 | 19 | [17 empty] | 0 | 0
7 | 7 | 20 | [17 empty] | 0 | 0
7 | 7 | 21 | [17 empty] | 0 | 0
7 | 7 | 22 | [17 empty] | 0 | 0
7 | 7 | 23 | [17 empty] | 0 | 0
7 | 7 | 24 | [17 empty] | 0 | 0
7 | 8 | 1 | [17 empty] | 0 | 0
7 | 8 | 2 | [17 empty] | 0 | 0
7 | 8 | 3 | [17 empty] | 0 | 0
7 | 8 | 4 | [17 empty] | 0 | 0
7 | 8 | 5 | [17 empty] | 0 | 0
7 | 8 | 6 | [17 empty] | 0 | 0
7 | 8 | 7 | [17 empty] | 0 | 0
7 | 8 | 8 | [17 empty] | 0 | 0
7 | 8 | 9 | [17 empty] | 0 | 0
7 | 8 | 10 | [17 empty] | 0 | 0
7 | 8 | 11 | [17 empty] | 0 | 0
7 | 8 | 12 | [17 empty] | 0 | 0
7 | 8 | 13 | [17 empty] | 0 | 0
7 | 8 | 14 | [17 empty] | 0 | 0
7 | 8 | 15 | [17 empty] | 0 | 0
7 | 8 | 16 | [17 empty] | 0 | 0
7 | 8 | 17 | [17 empty] | 0 | 0
7 | 8 | 18 | [17 empty] | 0 | 0
7 | 8 | 19 | [17 empty] | 0 | 0
7 | 8 | 20 | [17 empty] | 0 | 0
7 | 8 | 21 | [17 empty] | 0 | 0
7 | 8 | 22 | [17 empty] | 0 | 0
7 | 8 | 23 | [17 empty] | 0 | 0
7 | 8 | 24 | [17 empty] | 0 | 0
7 | 9 | 1 | [17 empty] | 0 | 0
7 | 9 | 2 | [17 empty] | 0 | 0
7 | 9 | 3 | [17 empty] | 0 | 0
7 | 9 | 4 | [17 empty] | 0 | 0
7 | 9 | 5 | [17 empty] | 0 | 0
7 | 9 | 6 | [17 empty] | 0 | 0
7 | 9 | 7 | [17 empty] | 0 | 0
7 | 9 | 8 | [17 empty] | 0 | 0
7 | 9 | 9 | [17 empty] | 0 | 0
7 | 9 | 10 | [17 empty] | 0 | 0
7 | 9 | 11 | [17 empty] | 0 | 0
7 | 9 | 12 | [17 empty] | 0 | 0
7 | 9 | 13 | [17 empty] | 0 | 0
7 | 9 | 14 | [17 empty] | 0 | 0
7 | 9 | 15 | [17 empty] | 0 | 0
7 | 9 | 16 | [17 empty] | 0 | 0
7 | 9 | 17 | [17 empty] | 0 | 0
7 | 9 | 18 | [17 empty] | 0 | 0
7 | 9 | 19 | [17 empty] | 0 | 0
7 | 9 | 20 | [17 empty] | 0 | 0
7 | 9 | 21 | [17 empty] | 0 | 0
7 | 9 | 22 | [17 empty] | 0 | 0
7 | 9 | 23 | [17 empty] | 0 | 0
7 | 9 | 24 | [17 empty] | 0 | 0
7 | 10 | 1 | [17 empty] | 0 | 0
7 | 10 | 2 | [17 empty] | 0 | 0
7 | 10 | 3 | [17 empty] | 0 | 0
7 | 10 | 4 | [17 empty] | 0 | 0
7 | 10 | 5 | [17 empty] | 0 | 0
7 | 10 | 6 | [17 empty] | 0 | 0
7 | 10 | 7 | [17 empty] | 0 | 0
7 | 10 | 8 | [17 empty] | 0 | 0
7 | 10 | 9 | [17 empty] | 0 | 0
7 | 10 | 10 | [17 empty] | 0 | 0
7 | 10 | 11 | [17 empty] | 0 | 0
7 | 10 | 12 | [17 empty] | 0 | 0
7 | 10 | 13 | [17 empty] | 0 | 0
7 | 10 | 14 | [17 empty] | 0 | 0
7 | 10 | 15 | [17 empty] | 0 | 0
7 | 10 | 16 | [17 empty] | 0 | 0
7 | 10 | 17 | [17 empty] | 0 | 0
7 | 10 | 18 | [17 empty] | 0 | 0
7 | 10 | 19 | [17 empty] | 0 | 0
7 | 10 | 20 | [17 empty] | 0 | 0
7 | 10 | 21 | [17 empty] | 0 | 0
7 | 10 | 22 | [17 empty] | 0 | 0
7 | 10 | 23 | [17 empty] | 0 | 0
7 | 10 | 24 | [17 empty] | 0 | 0
7 | 11 | 1 | [17 empty] | 0 | 0
7 | 11 | 2 | [17 empty] | 0 | 0
7 | 11 | 3 | [17 empty] | 0 | 0
7 | 11 | 4 | [17 empty] | 0 | 0
7 | 11 | 5 | [17 empty] | 0 | 0
7 | 11 | 6 | [17 empty] | 0 | 0
7 | 11 | 7 | [17 empty] | 0 | 0
7 | 11 | 8 | [17 empty] | 0 | 0
7 | 11 | 9 | [17 empty] | 0 | 0
7 | 11 | 10 | [17 empty] | 0 | 0
7 | 11 | 11 | [17 empty] | 0 | 0
7 | 11 | 12 | [17 empty] | 0 | 0
7 | 11 | 13 | [17 empty] | 0 | 0
7 | 11 | 14 | [17 empty] | 0 | 0
7 | 11 | 15 | [17 empty] | 0 | 0
7 | 11 | 16 | [17 empty] | 0 | 0
7 | 11 | 17 | [17 empty] | 0 | 0
7 | 11 | 18 | [17 empty] | 0 | 0
7 | 11 | 19 | [17 empty] | 0 | 0
7 | 11 | 20 | [17 empty] | 0 | 0
7 | 11 | 21 | [17 empty] | 0 | 0
7 | 11 | 22 | [17 empty] | 0 | 0
7 | 11 | 23 | [17 empty] | 0 | 0
7 | 11 | 24 | [17 empty] | 0 | 0
7 | 12 | 1 | [17 empty] | 0 | 0
7 | 12 | 2 | [17 empty] | 0 | 0
7 | 12 | 3 | [17 empty] | 0 | 0
7 | 12 | 4 | [17 empty] | 0 | 0
7 | 12 | 5 | [17 empty] | 0 | 0
7 | 12 | 6 | [17 empty] | 0 | 0
7 | 12 | 7 | [17 empty] | 0 | 0
7 | 12 | 8 | [17 empty] | 0 | 0
7 | 12 | 9 | [17 empty] | 0 | 0
7 | 12 | 10 | [17 empty] | 0 | 0
7 | 12 | 11 | [17 empty] | 0 | 0
7 | 12 | 12 | [17 empty] | 0 | 0
7 | 12 | 13 | [17 empty] | 0 | 0
7 | 12 | 14 | [17 empty] | 0 | 0
7 | 12 | 15 | [17 empty] | 0 | 0
7 | 12 | 16 | [17 empty] | 0 | 0
7 | 12 | 17 | [17 empty] | 0 | 0
7 | 12 | 18 | [17 empty] | 0 | 0
7 | 12 | 19 | [17 empty] | 0 | 0
7 | 12 | 20 | [17 empty] | 0 | 0
7 | 12 | 21 | [17 empty] | 0 | 0
7 | 12 | 22 | [17 empty] | 0 | 0
7 | 12 | 23 | [17 empty] | 0 | 0
7 | 12 | 24 | [17 empty] | 0 | 0
7 | 13 | 1 | [17 empty] | 0 | 0
7 | 13 | 2 | [17 empty] | 0 | 0
7 | 13 | 3 | [17 empty] | 0 | 0
7 | 13 | 4 | [17 empty] | 0 | 0
7 | 13 | 5 | [17 empty] | 0 | 0
7 | 13 | 6 | [17 empty] | 0 | 0
7 | 13 | 7 | [17 empty] | 0 | 0
7 | 13 | 8 | [17 empty] | 0 | 0
7 | 13 | 9 | [17 empty] | 0 | 0
7 | 13 | 10 | [17 empty] | 0 | 0
7 | 13 | 11 | [17 empty] | 0 | 0
7 | 13 | 12 | [17 empty] | 0 | 0
7 | 13 | 13 | [17 empty] | 0 | 0
7 | 13 | 14 | [17 empty] | 0 | 0
7 | 13 | 15 | [17 empty] | 0 | 0
7 | 13 | 16 | [17 empty] | 0 | 0
7 | 13 | 17 | [17 empty] | 0 | 0
7 | 13 | 18 | [17 empty] | 0 | 0
7 | 13 | 19 | [17 empty] | 0 | 0
7 | 13 | 20 | [17 empty] | 0 | 0
7 | 13 | 21 | [17 empty] | 0 | 0
7 | 13 | 22 | [17 empty] | 0 | 0
7 | 13 | 23 | [17 empty] | 0 | 0
7 | 13 | 24 | [17 empty] | 0 | 0
7 | 14 | 1 | [17 empty] | 0 | 0
7 | 14 | 2 | [17 empty] | 0 | 0
7 | 14 | 3 | [17 empty] | 0 | 0
7 | 14 | 4 | [17 empty] | 0 | 0
7 | 14 | 5 | [17 empty] | 0 | 0
7 | 14 | 6 | [17 empty] | 0 | 0
7 | 14 | 7 | [17 empty] | 0 | 0
7 | 14 | 8 | [17 empty] | 0 | 0
7 | 14 | 9 | [17 empty] | 0 | 0
7 | 14 | 10 | [17 empty] | 0 | 0
7 | 14 | 11 | [17 empty] | 0 | 0
7 | 14 | 12 | [17 empty] | 0 | 0
7 | 14 | 13 | [17 empty] | 0 | 0
7 | 14 | 14 | [17 empty] | 0 | 0
7 | 14 | 15 | [17 empty] | 0 | 0
7 | 14 | 16 | [17 empty] | 0 | 0
7 | 14 | 17 | [17 empty] | 0 | 0
7 | 14 | 18 | [17 empty] | 0 | 0
7 | 14 | 19 | [17 empty] | 0 | 0
7 | 14 | 20 | [17 empty] | 0 | 0
7 | 14 | 21 | [17 empty] | 0 | 0
7 | 14 | 22 | [17 empty] | 0 | 0
7 | 14 | 23 | [17 empty] | 0 | 0
7 | 14 | 24 | [17 empty] | 0 | 0
7 | 15 | 1 | [17 empty] | 0 | 0
7 | 15 | 2 | [17 empty] | 0 | 0
7 | 15 | 3 | [17 empty] | 0 | 0
7 | 15 | 4 | [17 empty] | 0 | 0
7 | 15 | 5 | [17 empty] | 0 | 0
7 | 15 | 6 | [17 empty] | 0 | 0
7 | 15 | 7 | [17 empty] | 0 | 0
7 | 15 | 8 | [17 empty] | 0 | 0
7 | 15 | 9 | [17 empty] | 0 | 0
7 | 15 | 10 | [17 empty] | 0 | 0
7 | 15 | 11 | [17 empty] | 0 | 0
7 | 15 | 12 | [17 empty] | 0 | 0
7 | 15 | 13 | [17 empty] | 0 | 0
7 | 15 | 14 | [17 empty] | 0 | 0
7 | 15 | 15 | [17 empty] | 0 | 0
7 | 15 | 16 | [17 empty] | 0 | 0
7 | 15 | 17 | [17 empty] | 0 | 0
7 | 15 | 18 | [17 empty] | 0 | 0
7 | 15 | 19 | [17 empty] | 0 | 0
7 | 15 | 20 | [17 empty] | 0 | 0
7 | 15 | 21 | [17 empty] | 0 | 0
7 | 15 | 22 | [17 empty] | 0 | 0
7 | 15 | 23 | [17 empty] | 0 | 0
7 | 15 | 24 | [17 empty] | 0 | 0
7 | 16 | 1 | [17 empty] | 0 | 0
7 | 16 | 2 | [17 empty] | 0 | 0
7 | 16 | 3 | [17 empty] | 0 | 0
7 | 16 | 4 | [17 empty] | 0 | 0
7 | 16 | 5 | [17 empty] | 0 | 0
7 | 16 | 6 | [17 empty] | 0 | 0
7 | 16 | 7 | [17 empty] | 0 | 0
7 | 16 | 8 | [17 empty] | 0 | 0
7 | 16 | 9 | [17 empty] | 0 | 0
7 | 16 | 10 | [17 empty] | 0 | 0
7 | 16 | 11 | [17 empty] | 0 | 0
7 | 16 | 12 | [17 empty] | 0 | 0
7 | 16 | 13 | [17 empty] | 0 | 0
7 | 16 | 14 | [17 empty] | 0 | 0
7 | 16 | 15 | [17 empty] | 0 | 0
7 | 16 | 16 | [17 empty] | 0 | 0
7 | 16 | 17 | [17 empty] | 0 | 0
7 | 16 | 18 | [17 empty] | 0 | 0
7 | 16 | 19 | [17 empty] | 0 | 0
7 | 16 | 20 | [17 empty] | 0 | 0
7 | 16 | 21 | [17 empty] | 0 | 0
7 | 16 | 22 | [17 empty] | 0 | 0
7 | 16 | 23 | [17 empty] | 0 | 0
7 | 16 | 24 | [17 empty] | 0 | 0
7 | 17 | 1 | [17 empty] | 0 | 0
7 | 17 | 2 | [17 empty] | 0 | 0
7 | 17 | 3 | [17 empty] | 0 | 0
7 | 17 | 4 | [17 empty] | 0 | 0
7 | 17 | 5 | [17 empty] | 0 | 0
7 | 17 | 6 | [17 empty] | 0 | 0
7 | 17 | 7 | [17 empty] | 0 | 0
7 | 17 | 8 | [17 empty] | 0 | 0
7 | 17 | 9 | [17 empty] | 0 | 0
7 | 17 | 10 | [17 empty] | 0 | 0
7 | 17 | 11 | [17 empty] | 0 | 0
7 | 17 | 12 | [17 empty] | 0 | 0
7 | 17 | 13 | [17 empty] | 0 | 0
7 | 17 | 14 | [17 empty] | 0 | 0
7 | 17 | 15 | [17 empty] | 0 | 0
7 | 17 | 16 | [17 empty] | 0 | 0
7 | 17 | 17 | [17 empty] | 0 | 0
7 | 17 | 18 | [17 empty] | 0 | 0
7 | 17 | 19 | [17 empty] | 0 | 0
7 | 17 | 20 | [17 empty] | 0 | 0
7 | 17 | 21 | [17 empty] | 0 | 0
7 | 17 | 22 | [17 empty] | 0 | 0
7 | 17 | 23 | [17 empty] | 0 | 0
7 | 17 | 24 | [17 empty] | 0 | 0
7 | 18 | 1 | [17 empty] | 0 | 0
7 | 18 | 2 | [17 empty] | 0 | 0
7 | 18 | 3 | [17 empty] | 0 | 0
7 | 18 | 4 | [17 empty] | 0 | 0
7 | 18 | 5 | [17 empty] | 0 | 0
7 | 18 | 6 | [17 empty] | 0 | 0
7 | 18 | 7 | [17 empty] | 0 | 0
7 | 18 | 8 | [17 empty] | 0 | 0
7 | 18 | 9 | [17 empty] | 0 | 0
7 | 18 | 10 | [17 empty] | 0 | 0
7 | 18 | 11 | [17 empty] | 0 | 0
7 | 18 | 12 | [17 empty] | 0 | 0
7 | 18 | 13 | [17 empty] | 0 | 0
7 | 18 | 14 | [17 empty] | 0 | 0
7 | 18 | 15 | [17 empty] | 0 | 0
7 | 18 | 16 | [17 empty] | 0 | 0
7 | 18 | 17 | [17 empty] | 0 | 0
7 | 18 | 18 | [17 empty] | 0 | 0
7 | 18 | 19 | [17 empty] | 0 | 0
7 | 18 | 20 | [17 empty] | 0 | 0
7 | 18 | 21 | [17 empty] | 0 | 0
7 | 18 | 22 | [17 empty] | 0 | 0
7 | 18 | 23 | [17 empty] | 0 | 0
7 | 18 | 24 | [17 empty] | 0 | 0
7 | 19 | 1 | [17 empty] | 0 | 0
7 | 19 | 2 | [17 empty] | 0 | 0
7 | 19 | 3 | [17 empty] | 0 | 0
7 | 19 | 4 | [17 empty] | 0 | 0
7 | 19 | 5 | [17 empty] | 0 | 0
7 | 19 | 6 | [17 empty] | 0 | 0
7 | 19 | 7 | [17 empty] | 0 | 0
7 | 19 | 8 | [17 empty] | 0 | 0
7 | 19 | 9 | [17 empty] | 0 | 0
7 | 19 | 10 | [17 empty] | 0 | 0
7 | 19 | 11 | [17 empty] | 0 | 0
7 | 19 | 12 | [17 empty] | 0 | 0
7 | 19 | 13 | [17 empty] | 0 | 0
7 | 19 | 14 | [17 empty] | 0 | 0
7 | 19 | 15 | [17 empty] | 0 | 0
7 | 19 | 16 | [17 empty] | 0 | 0
7 | 19 | 17 | [17 empty] | 0 | 0
7 | 19 | 18 | [17 empty] | 0 | 0
7 | 19 | 19 | [17 empty] | 0 | 0
7 | 19 | 20 | [17 empty] | 0 | 0
7 | 19 | 21 | [17 empty] | 0 | 0
7 | 19 | 22 | [17 empty] | 0 | 0
7 | 19 | 23 | [17 empty] | 0 | 0
7 | 19 | 24 | [17 empty] | 0 | 0
7 | 20 | 1 | [17 empty] | 0 | 0
7 | 20 | 2 | [17 empty] | 0 | 0
7 | 20 | 3 | [17 empty] | 0 | 0
7 | 20 | 4 | [17 empty] | 0 | 0
7 | 20 | 5 | [17 empty] | 0 | 0
7 | 20 | 6 | [17 empty] | 0 | 0
7 | 20 | 7 | [17 empty] | 0 | 0
7 | 20 | 8 | [17 empty] | 0 | 0
7 | 20 | 9 | [17 empty] | 0 | 0
7 | 20 | 10 | [17 empty] | 0 | 0
7 | 20 | 11 | [17 empty] | 0 | 0
7 | 20 | 12 | [17 empty] | 0 | 0
7 | 20 | 13 | [17 empty] | 0 | 0
7 | 20 | 14 | [17 empty] | 0 | 0
7 | 20 | 15 | [17 empty] | 0 | 0
7 | 20 | 16 | [17 empty] | 0 | 0
7 | 20 | 17 | [17 empty] | 0 | 0
7 | 20 | 18 | [17 empty] | 0 | 0
7 | 20 | 19 | [17 empty] | 0 | 0
7 | 20 | 20 | [17 empty] | 0 | 0
7 | 20 | 21 | [17 empty] | 0 | 0
7 | 20 | 22 | [17 empty] | 0 | 0
7 | 20 | 23 | [17 empty] | 0 | 0
7 | 20 | 24 | [17 empty] | 0 | 0
7 | 21 | 1 | [17 empty] | 0 | 0
7 | 21 | 2 | [17 empty] | 0 | 0
7 | 21 | 3 | [17 empty] | 0 | 0
7 | 21 | 4 | [17 empty] | 0 | 0
7 | 21 | 5 | [17 empty] | 0 | 0
7 | 21 | 6 | [17 empty] | 0 | 0
7 | 21 | 7 | [17 empty] | 0 | 0
7 | 21 | 8 | [17 empty] | 0 | 0
7 | 21 | 9 | [17 empty] | 0 | 0
7 | 21 | 10 | [17 empty] | 0 | 0
7 | 21 | 11 | [17 empty] | 0 | 0
7 | 21 | 12 | [17 empty] | 0 | 0
7 | 21 | 13 | [17 empty] | 0 | 0
7 | 21 | 14 | [17 empty] | 0 | 0
7 | 21 | 15 | [17 empty] | 0 | 0
7 | 21 | 16 | [17 empty] | 0 | 0
7 | 21 | 17 | [17 empty] | 0 | 0
7 | 21 | 18 | [17 empty] | 0 | 0
7 | 21 | 19 | [17 empty] | 0 | 0
7 | 21 | 20 | [17 empty] | 0 | 0
7 | 21 | 21 | [17 empty] | 0 | 0
7 | 21 | 22 | [17 empty] | 0 | 0
7 | 21 | 23 | [17 empty] | 0 | 0
7 | 21 | 24 | [17 empty] | 0 | 0
7 | 22 | 1 | [17 empty] | 0 | 0
7 | 22 | 2 | [17 empty] | 0 | 0
7 | 22 | 3 | [17 empty] | 0 | 0
7 | 22 | 4 | [17 empty] | 0 | 0
7 | 22 | 5 | [17 empty] | 0 | 0
7 | 22 | 6 | [17 empty] | 0 | 0
7 | 22 | 7 | [17 empty] | 0 | 0
7 | 22 | 8 | [17 empty] | 0 | 0
7 | 22 | 9 | [17 empty] | 0 | 0
7 | 22 | 10 | [17 empty] | 0 | 0
7 | 22 | 11 | [17 empty] | 0 | 0
7 | 22 | 12 | [17 empty] | 0 | 0
7 | 22 | 13 | [17 empty] | 0 | 0
7 | 22 | 14 | [17 empty] | 0 | 0
7 | 22 | 15 | [17 empty] | 0 | 0
7 | 22 | 16 | [17 empty] | 0 | 0
7 | 22 | 17 | [17 empty] | 0 | 0
7 | 22 | 18 | [17 empty] | 0 | 0
7 | 22 | 19 | [17 empty] | 0 | 0
7 | 22 | 20 | [17 empty] | 0 | 0
7 | 22 | 21 | [17 empty] | 0 | 0
7 | 22 | 22 | [17 empty] | 0 | 0
7 | 22 | 23 | [17 empty] | 0 | 0
7 | 22 | 24 | [17 empty] | 0 | 0
7 | 23 | 1 | [17 empty] | 0 | 0
7 | 23 | 2 | [17 empty] | 0 | 0
7 | 23 | 3 | [17 empty] | 0 | 0
7 | 23 | 4 | [17 empty] | 0 | 0
7 | 23 | 5 | [17 empty] | 0 | 0
7 | 23 | 6 | [17 empty] | 0 | 0
7 | 23 | 7 | [17 empty] | 0 | 0
7 | 23 | 8 | [17 empty] | 0 | 0
7 | 23 | 9 | [17 empty] | 0 | 0
7 | 23 | 10 | [17 empty] | 0 | 0
7 | 23 | 11 | [17 empty] | 0 | 0
7 | 23 | 12 | [17 empty] | 0 | 0
7 | 23 | 13 | [17 empty] | 0 | 0
7 | 23 | 14 | [17 empty] | 0 | 0
7 | 23 | 15 | [17 empty] | 0 | 0
7 | 23 | 16 | [17 empty] | 0 | 0
7 | 23 | 17 | [17 empty] | 0 | 0
7 | 23 | 18 | [17 empty] | 0 | 0
7 | 23 | 19 | [17 empty] | 0 | 0
7 | 23 | 20 | [17 empty] | 0 | 0
7 | 23 | 21 | [17 empty] | 0 | 0
7 | 23 | 22 | [17 empty] | 0 | 0
7 | 23 | 23 | [17 empty] | 0 | 0
7 | 23 | 24 | [17 empty] | 0 | 0
7 | 24 | 1 | [17 empty] | 0 | 0
7 | 24 | 2 | [17 empty] | 0 | 0
7 | 24 | 3 | [17 empty] | 0 | 0
7 | 24 | 4 | [17 empty] | 0 | 0
7 | 24 | 5 | [17 empty] | 0 | 0
7 | 24 | 6 | [17 empty] | 0 | 0
7 | 24 | 7 | [17 empty] | 0 | 0
7 | 24 | 8 | [17 empty] | 0 | 0
7 | 24 | 9 | [17 empty] | 0 | 0
7 | 24 | 10 | [17 empty] | 0 | 0
7 | 24 | 11 | [17 empty] | 0 | 0
7 | 24 | 12 | [17 empty] | 0 | 0
7 | 24 | 13 | [17 empty] | 0 | 0
7 | 24 | 14 | [17 empty] | 0 | 0
7 | 24 | 15 | [17 empty] | 0 | 0
7 | 24 | 16 | [17 empty] | 0 | 0
7 | 24 | 17 | [17 empty] | 0 | 0
7 | 24 | 18 | [17 empty] | 0 | 0
7 | 24 | 19 | [17 empty] | 0 | 0
7 | 24 | 20 | [17 empty] | 0 | 0
7 | 24 | 21 | [17 empty] | 0 | 0
7 | 24 | 22 | [17 empty] | 0 | 0
7 | 24 | 23 | [17 empty] | 0 | 0
7 | 24 | 24 | [17 empty] | 0 | 0
7 | 25 | 1 | [17 empty] | 0 | 0
7 | 25 | 2 | [17 empty] | 0 | 0
7 | 25 | 3 | [17 empty] | 0 | 0
7 | 25 | 4 | [17 empty] | 0 | 0
7 | 25 | 5 | [17 empty] | 0 | 0
7 | 25 | 6 | [17 empty] | 0 | 0
7 | 25 | 7 | [17 empty] | 0 | 0
7 | 25 | 8 | [17 empty] | 0 | 0
7 | 25 | 9 | [17 empty] | 0 | 0
7 | 25 | 10 | [17 empty] | 0 | 0
7 | 25 | 11 | [17 empty] | 0 | 0
7 | 25 | 12 | [17 empty] | 0 | 0
7 | 25 | 13 | [17 empty] | 0 | 0
7 | 25 | 14 | [17 empty] | 0 | 0
7 | 25 | 15 | [17 empty] | 0 | 0
7 | 25 | 16 | [17 empty] | 0 | 0
7 | 25 | 17 | [17 empty] | 0 | 0
7 | 25 | 18 | [17 empty] | 0 | 0
7 | 25 | 19 | [17 empty] | 0 | 0
7 | 25 | 20 | [17 empty] | 0 | 0
7 | 25 | 21 | [17 empty] | 0 | 0
7 | 25 | 22 | [17 empty] | 0 | 0
7 | 25 | 23 | [17 empty] | 0 | 0
7 | 25 | 24 | [17 empty] | 0 | 0
7 | 26 | 1 | [17 empty] | 0 | 0
7 | 26 | 2 | [17 empty] | 0 | 0
7 | 26 | 3 | [17 empty] | 0 | 0
7 | 26 | 4 | [17 empty] | 0 | 0
7 | 26 | 5 | [17 empty] | 0 | 0
7 | 26 | 6 | [17 empty] | 0 | 0
7 | 26 | 7 | [17 empty] | 0 | 0
7 | 26 | 8 | [17 empty] | 0 | 0
7 | 26 | 9 | [17 empty] | 0 | 0
7 | 26 | 10 | [17 empty] | 0 | 0
7 | 26 | 11 | [17 empty] | 0 | 0
7 | 26 | 12 | [17 empty] | 0 | 0
7 | 26 | 13 | [17 empty] | 0 | 0
7 | 26 | 14 | [17 empty] | 0 | 0
7 | 26 | 15 | [17 empty] | 0 | 0
7 | 26 | 16 | [17 empty] | 0 | 0
7 | 26 | 17 | [17 empty] | 0 | 0
7 | 26 | 18 | [17 empty] | 0 | 0
7 | 26 | 19 | [17 empty] | 0 | 0
7 | 26 | 20 | [17 empty] | 0 | 0
7 | 26 | 21 | [17 empty] | 0 | 0
7 | 26 | 22 | [17 empty] | 0 | 0
7 | 26 | 23 | [17 empty] | 0 | 0
7 | 26 | 24 | [17 empty] | 0 | 0
7 | 27 | 1 | [17 empty] | 0 | 0
7 | 27 | 2 | [17 empty] | 0 | 0
7 | 27 | 3 | [17 empty] | 0 | 0
7 | 27 | 4 | [17 empty] | 0 | 0
7 | 27 | 5 | [17 empty] | 0 | 0
7 | 27 | 6 | [17 empty] | 0 | 0
7 | 27 | 7 | [17 empty] | 0 | 0
7 | 27 | 8 | [17 empty] | 0 | 0
7 | 27 | 9 | [17 empty] | 0 | 0
7 | 27 | 10 | [17 empty] | 0 | 0
7 | 27 | 11 | [17 empty] | 0 | 0
7 | 27 | 12 | [17 empty] | 0 | 0
7 | 27 | 13 | [17 empty] | 0 | 0
7 | 27 | 14 | [17 empty] | 0 | 0
7 | 27 | 15 | [17 empty] | 0 | 0
7 | 27 | 16 | [17 empty] | 0 | 0
7 | 27 | 17 | [17 empty] | 0 | 0
7 | 27 | 18 | [17 empty] | 0 | 0
7 | 27 | 19 | [17 empty] | 0 | 0
7 | 27 | 20 | [17 empty] | 0 | 0
7 | 27 | 21 | [17 empty] | 0 | 0
7 | 27 | 22 | [17 empty] | 0 | 0
7 | 27 | 23 | [17 empty] | 0 | 0
7 | 27 | 24 | [17 empty] | 0 | 0
7 | 28 | 1 | [17 empty] | 0 | 0
7 | 28 | 2 | [17 empty] | 0 | 0
7 | 28 | 3 | [17 empty] | 0 | 0
7 | 28 | 4 | [17 empty] | 0 | 0
7 | 28 | 5 | [17 empty] | 0 | 0
7 | 28 | 6 | [17 empty] | 0 | 0
7 | 28 | 7 | [17 empty] | 0 | 0
7 | 28 | 8 | [17 empty] | 0 | 0
7 | 28 | 9 | [17 empty] | 0 | 0
7 | 28 | 10 | [17 empty] | 0 | 0
7 | 28 | 11 | [17 empty] | 0 | 0
7 | 28 | 12 | [17 empty] | 0 | 0
7 | 28 | 13 | [17 empty] | 0 | 0
7 | 28 | 14 | [17 empty] | 0 | 0
7 | 28 | 15 | [17 empty] | 0 | 0
7 | 28 | 16 | [17 empty] | 0 | 0
7 | 28 | 17 | [17 empty] | 0 | 0
7 | 28 | 18 | [17 empty] | 0 | 0
7 | 28 | 19 | [17 empty] | 0 | 0
7 | 28 | 20 | [17 empty] | 0 | 0
7 | 28 | 21 | [17 empty] | 0 | 0
7 | 28 | 22 | [17 empty] | 0 | 0
7 | 28 | 23 | [17 empty] | 0 | 0
7 | 28 | 24 | [17 empty] | 0 | 0
7 | 29 | 1 | [17 empty] | 0 | 0
7 | 29 | 2 | [17 empty] | 0 | 0
7 | 29 | 3 | [17 empty] | 0 | 0
7 | 29 | 4 | [17 empty] | 0 | 0
7 | 29 | 5 | [17 empty] | 0 | 0
7 | 29 | 6 | [17 empty] | 0 | 0
7 | 29 | 7 | [17 empty] | 0 | 0
7 | 29 | 8 | [17 empty] | 0 | 0
7 | 29 | 9 | [17 empty] | 0 | 0
7 | 29 | 10 | [17 empty] | 0 | 0
7 | 29 | 11 | [17 empty] | 0 | 0
7 | 29 | 12 | [17 empty] | 0 | 0
7 | 29 | 13 | [17 empty] | 0 | 0
7 | 29 | 14 | [17 empty] | 0 | 0
7 | 29 | 15 | [17 empty] | 0 | 0
7 | 29 | 16 | [17 empty] | 0 | 0
7 | 29 | 17 | [17 empty] | 0 | 0
7 | 29 | 18 | [17 empty] | 0 | 0
7 | 29 | 19 | [17 empty] | 0 | 0
7 | 29 | 20 | [17 empty] | 0 | 0
7 | 29 | 21 | [17 empty] | 0 | 0
7 | 29 | 22 | [17 empty] | 0 | 0
7 | 29 | 23 | [17 empty] | 0 | 0
7 | 29 | 24 | [17 empty] | 0 | 0
7 | 30 | 1 | [17 empty] | 0 | 0
7 | 30 | 2 | [17 empty] | 0 | 0
7 | 30 | 3 | [17 empty] | 0 | 0
7 | 30 | 4 | [17 empty] | 0 | 0
7 | 30 | 5 | [17 empty] | 0 | 0
7 | 30 | 6 | [17 empty] | 0 | 0
7 | 30 | 7 | [17 empty] | 0 | 0
7 | 30 | 8 | [17 empty] | 0 | 0
7 | 30 | 9 | [17 empty] | 0 | 0
7 | 30 | 10 | [17 empty] | 0 | 0
7 | 30 | 11 | [17 empty] | 0 | 0
7 | 30 | 12 | [17 empty] | 0 | 0
7 | 30 | 13 | [17 empty] | 0 | 0
7 | 30 | 14 | [17 empty] | 0 | 0
7 | 30 | 15 | [17 empty] | 0 | 0
7 | 30 | 16 | [17 empty] | 0 | 0
7 | 30 | 17 | [17 empty] | 0 | 0
7 | 30 | 18 | [17 empty] | 0 | 0
7 | 30 | 19 | [17 empty] | 0 | 0
7 | 30 | 20 | [17 empty] | 0 | 0
7 | 30 | 21 | [17 empty] | 0 | 0
7 | 30 | 22 | [17 empty] | 0 | 0
7 | 30 | 23 | [17 empty] | 0 | 0
7 | 30 | 24 | [17 empty] | 0 | 0
7 | 31 | 1 | [17 empty] | 0 | 0
7 | 31 | 2 | [17 empty] | 0 | 0
7 | 31 | 3 | [17 empty] | 0 | 0
7 | 31 | 4 | [17 empty] | 0 | 0
7 | 31 | 5 | [17 empty] | 0 | 0
7 | 31 | 6 | [17 empty] | 0 | 0
7 | 31 | 7 | [17 empty] | 0 | 0
7 | 31 | 8 | [17 empty] | 0 | 0
7 | 31 | 9 | [17 empty] | 0 | 0
7 | 31 | 10 | [17 empty] | 0 | 0
7 | 31 | 11 | [17 empty] | 0 | 0
7 | 31 | 12 | [17 empty] | 0 | 0
7 | 31 | 13 | [17 empty] | 0 | 0
7 | 31 | 14 | [17 empty] | 0 | 0
7 | 31 | 15 | [17 empty] | 0 | 0
7 | 31 | 16 | [17 empty] | 0 | 0
7 | 31 | 17 | [17 empty] | 0 | 0
7 | 31 | 18 | [17 empty] | 0 | 0
7 | 31 | 19 | [17 empty] | 0 | 0
7 | 31 | 20 | [17 empty] | 0 | 0
7 | 31 | 21 | [17 empty] | 0 | 0
7 | 31 | 22 | [17 empty] | 0 | 0
7 | 31 | 23 | [17 empty] | 0 | 0
7 | 31 | 24 | [17 empty] | 0 | 0
8 | 1 | 1 | [17 empty] | 0 | 0
8 | 1 | 2 | [17 empty] | 0 | 0
8 | 1 | 3 | [17 empty] | 0 | 0
8 | 1 | 4 | [17 empty] | 0 | 0
8 | 1 | 5 | [17 empty] | 0 | 0
8 | 1 | 6 | [17 empty] | 0 | 0
8 | 1 | 7 | [17 empty] | 0 | 0
8 | 1 | 8 | [17 empty] | 0 | 0
8 | 1 | 9 | [17 empty] | 0 | 0
8 | 1 | 10 | [17 empty] | 0 | 0
8 | 1 | 11 | [17 empty] | 0 | 0
8 | 1 | 12 | [17 empty] | 0 | 0
8 | 1 | 13 | [17 empty] | 0 | 0
8 | 1 | 14 | [17 empty] | 0 | 0
8 | 1 | 15 | [17 empty] | 0 | 0
8 | 1 | 16 | [17 empty] | 0 | 0
8 | 1 | 17 | [17 empty] | 0 | 0
8 | 1 | 18 | [17 empty] | 0 | 0
8 | 1 | 19 | [17 empty] | 0 | 0
8 | 1 | 20 | [17 empty] | 0 | 0
8 | 1 | 21 | [17 empty] | 0 | 0
8 | 1 | 22 | [17 empty] | 0 | 0
8 | 1 | 23 | [17 empty] | 0 | 0
8 | 1 | 24 | [17 empty] | 0 | 0
8 | 2 | 1 | [17 empty] | 0 | 0
8 | 2 | 2 | [17 empty] | 0 | 0
8 | 2 | 3 | [17 empty] | 0 | 0
8 | 2 | 4 | [17 empty] | 0 | 0
8 | 2 | 5 | [17 empty] | 0 | 0
8 | 2 | 6 | [17 empty] | 0 | 0
8 | 2 | 7 | [17 empty] | 0 | 0
8 | 2 | 8 | [17 empty] | 0 | 0
8 | 2 | 9 | [17 empty] | 0 | 0
8 | 2 | 10 | [17 empty] | 0 | 0
8 | 2 | 11 | [17 empty] | 0 | 0
8 | 2 | 12 | [17 empty] | 0 | 0
8 | 2 | 13 | [17 empty] | 0 | 0
8 | 2 | 14 | [17 empty] | 0 | 0
8 | 2 | 15 | [17 empty] | 0 | 0
8 | 2 | 16 | [17 empty] | 0 | 0
8 | 2 | 17 | [17 empty] | 0 | 0
8 | 2 | 18 | [17 empty] | 0 | 0
8 | 2 | 19 | [17 empty] | 0 | 0
8 | 2 | 20 | [17 empty] | 0 | 0
8 | 2 | 21 | [17 empty] | 0 | 0
8 | 2 | 22 | [17 empty] | 0 | 0
8 | 2 | 23 | [17 empty] | 0 | 0
8 | 2 | 24 | [17 empty] | 0 | 0
8 | 3 | 1 | [17 empty] | 0 | 0
8 | 3 | 2 | [17 empty] | 0 | 0
8 | 3 | 3 | [17 empty] | 0 | 0
8 | 3 | 4 | [17 empty] | 0 | 0
8 | 3 | 5 | [17 empty] | 0 | 0
8 | 3 | 6 | [17 empty] | 0 | 0
8 | 3 | 7 | [17 empty] | 0 | 0
8 | 3 | 8 | [17 empty] | 0 | 0
8 | 3 | 9 | [17 empty] | 0 | 0
8 | 3 | 10 | [17 empty] | 0 | 0
8 | 3 | 11 | [17 empty] | 0 | 0
8 | 3 | 12 | [17 empty] | 0 | 0
8 | 3 | 13 | [17 empty] | 0 | 0
8 | 3 | 14 | [17 empty] | 0 | 0
8 | 3 | 15 | [17 empty] | 0 | 0
8 | 3 | 16 | [17 empty] | 0 | 0
8 | 3 | 17 | [17 empty] | 0 | 0
8 | 3 | 18 | [17 empty] | 0 | 0
8 | 3 | 19 | [17 empty] | 0 | 0
8 | 3 | 20 | [17 empty] | 0 | 0
8 | 3 | 21 | [17 empty] | 0 | 0
8 | 3 | 22 | [17 empty] | 0 | 0
8 | 3 | 23 | [17 empty] | 0 | 0
8 | 3 | 24 | [17 empty] | 0 | 0
8 | 4 | 1 | [17 empty] | 0 | 0
8 | 4 | 2 | [17 empty] | 0 | 0
8 | 4 | 3 | [17 empty] | 0 | 0
8 | 4 | 4 | [17 empty] | 0 | 0
8 | 4 | 5 | [17 empty] | 0 | 0
8 | 4 | 6 | [17 empty] | 0 | 0
8 | 4 | 7 | [17 empty] | 0 | 0
8 | 4 | 8 | [17 empty] | 0 | 0
8 | 4 | 9 | [17 empty] | 0 | 0
8 | 4 | 10 | [17 empty] | 0 | 0
8 | 4 | 11 | [17 empty] | 0 | 0
8 | 4 | 12 | [17 empty] | 0 | 0
8 | 4 | 13 | [17 empty] | 0 | 0
8 | 4 | 14 | [17 empty] | 0 | 0
8 | 4 | 15 | [17 empty] | 0 | 0
8 | 4 | 16 | [17 empty] | 0 | 0
8 | 4 | 17 | [17 empty] | 0 | 0
8 | 4 | 18 | [17 empty] | 0 | 0
8 | 4 | 19 | [17 empty] | 0 | 0
8 | 4 | 20 | [17 empty] | 0 | 0
8 | 4 | 21 | [17 empty] | 0 | 0
8 | 4 | 22 | [17 empty] | 0 | 0
8 | 4 | 23 | [17 empty] | 0 | 0
8 | 4 | 24 | [17 empty] | 0 | 0
8 | 5 | 1 | [17 empty] | 0 | 0
8 | 5 | 2 | [17 empty] | 0 | 0
8 | 5 | 3 | [17 empty] | 0 | 0
8 | 5 | 4 | [17 empty] | 0 | 0
8 | 5 | 5 | [17 empty] | 0 | 0
8 | 5 | 6 | [17 empty] | 0 | 0
8 | 5 | 7 | [17 empty] | 0 | 0
8 | 5 | 8 | [17 empty] | 0 | 0
8 | 5 | 9 | [17 empty] | 0 | 0
8 | 5 | 10 | [17 empty] | 0 | 0
8 | 5 | 11 | [17 empty] | 0 | 0
8 | 5 | 12 | [17 empty] | 0 | 0
8 | 5 | 13 | [17 empty] | 0 | 0
8 | 5 | 14 | [17 empty] | 0 | 0
8 | 5 | 15 | [17 empty] | 0 | 0
8 | 5 | 16 | [17 empty] | 0 | 0
8 | 5 | 17 | [17 empty] | 0 | 0
8 | 5 | 18 | [17 empty] | 0 | 0
8 | 5 | 19 | [17 empty] | 0 | 0
8 | 5 | 20 | [17 empty] | 0 | 0
8 | 5 | 21 | [17 empty] | 0 | 0
8 | 5 | 22 | [17 empty] | 0 | 0
8 | 5 | 23 | [17 empty] | 0 | 0
8 | 5 | 24 | [17 empty] | 0 | 0
8 | 6 | 1 | [17 empty] | 0 | 0
8 | 6 | 2 | [17 empty] | 0 | 0
8 | 6 | 3 | [17 empty] | 0 | 0
8 | 6 | 4 | [17 empty] | 0 | 0
8 | 6 | 5 | [17 empty] | 0 | 0
8 | 6 | 6 | [17 empty] | 0 | 0
8 | 6 | 7 | [17 empty] | 0 | 0
8 | 6 | 8 | [17 empty] | 0 | 0
8 | 6 | 9 | [17 empty] | 0 | 0
8 | 6 | 10 | [17 empty] | 0 | 0
8 | 6 | 11 | [17 empty] | 0 | 0
8 | 6 | 12 | [17 empty] | 0 | 0
8 | 6 | 13 | [17 empty] | 0 | 0
8 | 6 | 14 | [17 empty] | 0 | 0
8 | 6 | 15 | [17 empty] | 0 | 0
8 | 6 | 16 | [17 empty] | 0 | 0
8 | 6 | 17 | [17 empty] | 0 | 0
8 | 6 | 18 | [17 empty] | 0 | 0
8 | 6 | 19 | [17 empty] | 0 | 0
8 | 6 | 20 | [17 empty] | 0 | 0
8 | 6 | 21 | [17 empty] | 0 | 0
8 | 6 | 22 | [17 empty] | 0 | 0
8 | 6 | 23 | [17 empty] | 0 | 0
8 | 6 | 24 | [17 empty] | 0 | 0
8 | 7 | 1 | [17 empty] | 0 | 0
8 | 7 | 2 | [17 empty] | 0 | 0
8 | 7 | 3 | [17 empty] | 0 | 0
8 | 7 | 4 | [17 empty] | 0 | 0
8 | 7 | 5 | [17 empty] | 0 | 0
8 | 7 | 6 | [17 empty] | 0 | 0
8 | 7 | 7 | [17 empty] | 0 | 0
8 | 7 | 8 | [17 empty] | 0 | 0
8 | 7 | 9 | [17 empty] | 0 | 0
8 | 7 | 10 | [17 empty] | 0 | 0
8 | 7 | 11 | [17 empty] | 0 | 0
8 | 7 | 12 | [17 empty] | 0 | 0
8 | 7 | 13 | [17 empty] | 0 | 0
8 | 7 | 14 | [17 empty] | 0 | 0
8 | 7 | 15 | [17 empty] | 0 | 0
8 | 7 | 16 | [17 empty] | 0 | 0
8 | 7 | 17 | [17 empty] | 0 | 0
8 | 7 | 18 | [17 empty] | 0 | 0
8 | 7 | 19 | [17 empty] | 0 | 0
8 | 7 | 20 | [17 empty] | 0 | 0
8 | 7 | 21 | [17 empty] | 0 | 0
8 | 7 | 22 | [17 empty] | 0 | 0
8 | 7 | 23 | [17 empty] | 0 | 0
8 | 7 | 24 | [17 empty] | 0 | 0
8 | 8 | 1 | [17 empty] | 0 | 0
8 | 8 | 2 | [17 empty] | 0 | 0
8 | 8 | 3 | [17 empty] | 0 | 0
8 | 8 | 4 | [17 empty] | 0 | 0
8 | 8 | 5 | [17 empty] | 0 | 0
8 | 8 | 6 | [17 empty] | 0 | 0
8 | 8 | 7 | [17 empty] | 0 | 0
8 | 8 | 8 | [17 empty] | 0 | 0
8 | 8 | 9 | [17 empty] | 0 | 0
8 | 8 | 10 | [17 empty] | 0 | 0
8 | 8 | 11 | [17 empty] | 0 | 0
8 | 8 | 12 | [17 empty] | 0 | 0
8 | 8 | 13 | [17 empty] | 0 | 0
8 | 8 | 14 | [17 empty] | 0 | 0
8 | 8 | 15 | [17 empty] | 0 | 0
8 | 8 | 16 | [17 empty] | 0 | 0
8 | 8 | 17 | [17 empty] | 0 | 0
8 | 8 | 18 | [17 empty] | 0 | 0
8 | 8 | 19 | [17 empty] | 0 | 0
8 | 8 | 20 | [17 empty] | 0 | 0
8 | 8 | 21 | [17 empty] | 0 | 0
8 | 8 | 22 | [17 empty] | 0 | 0
8 | 8 | 23 | [17 empty] | 0 | 0
8 | 8 | 24 | [17 empty] | 0 | 0
8 | 9 | 1 | [17 empty] | 0 | 0
8 | 9 | 2 | [17 empty] | 0 | 0
8 | 9 | 3 | [17 empty] | 0 | 0
8 | 9 | 4 | [17 empty] | 0 | 0
8 | 9 | 5 | [17 empty] | 0 | 0
8 | 9 | 6 | [17 empty] | 0 | 0
8 | 9 | 7 | [17 empty] | 0 | 0
8 | 9 | 8 | [17 empty] | 0 | 0
8 | 9 | 9 | [17 empty] | 0 | 0
8 | 9 | 10 | [17 empty] | 0 | 0
8 | 9 | 11 | [17 empty] | 0 | 0
8 | 9 | 12 | [17 empty] | 0 | 0
8 | 9 | 13 | [17 empty] | 0 | 0
8 | 9 | 14 | [17 empty] | 0 | 0
8 | 9 | 15 | [17 empty] | 0 | 0
8 | 9 | 16 | [17 empty] | 0 | 0
8 | 9 | 17 | [17 empty] | 0 | 0
8 | 9 | 18 | [17 empty] | 0 | 0
8 | 9 | 19 | [17 empty] | 0 | 0
8 | 9 | 20 | [17 empty] | 0 | 0
8 | 9 | 21 | [17 empty] | 0 | 0
8 | 9 | 22 | [17 empty] | 0 | 0
8 | 9 | 23 | [17 empty] | 0 | 0
8 | 9 | 24 | [17 empty] | 0 | 0
8 | 10 | 1 | [17 empty] | 0 | 0
8 | 10 | 2 | [17 empty] | 0 | 0
8 | 10 | 3 | [17 empty] | 0 | 0
8 | 10 | 4 | [17 empty] | 0 | 0
8 | 10 | 5 | [17 empty] | 0 | 0
8 | 10 | 6 | [17 empty] | 0 | 0
8 | 10 | 7 | [17 empty] | 0 | 0
8 | 10 | 8 | [17 empty] | 0 | 0
8 | 10 | 9 | [17 empty] | 0 | 0
8 | 10 | 10 | [17 empty] | 0 | 0
8 | 10 | 11 | [17 empty] | 0 | 0
8 | 10 | 12 | [17 empty] | 0 | 0
8 | 10 | 13 | [17 empty] | 0 | 0
8 | 10 | 14 | [17 empty] | 0 | 0
8 | 10 | 15 | [17 empty] | 0 | 0
8 | 10 | 16 | [17 empty] | 0 | 0
8 | 10 | 17 | [17 empty] | 0 | 0
8 | 10 | 18 | [17 empty] | 0 | 0
8 | 10 | 19 | [17 empty] | 0 | 0
8 | 10 | 20 | [17 empty] | 0 | 0
8 | 10 | 21 | [17 empty] | 0 | 0
8 | 10 | 22 | [17 empty] | 0 | 0
8 | 10 | 23 | [17 empty] | 0 | 0
8 | 10 | 24 | [17 empty] | 0 | 0
8 | 11 | 1 | [17 empty] | 0 | 0
8 | 11 | 2 | [17 empty] | 0 | 0
8 | 11 | 3 | [17 empty] | 0 | 0
8 | 11 | 4 | [17 empty] | 0 | 0
8 | 11 | 5 | [17 empty] | 0 | 0
8 | 11 | 6 | [17 empty] | 0 | 0
8 | 11 | 7 | [17 empty] | 0 | 0
8 | 11 | 8 | [17 empty] | 0 | 0
8 | 11 | 9 | [17 empty] | 0 | 0
8 | 11 | 10 | [17 empty] | 0 | 0
8 | 11 | 11 | [17 empty] | 0 | 0
8 | 11 | 12 | [17 empty] | 0 | 0
8 | 11 | 13 | [17 empty] | 0 | 0
8 | 11 | 14 | [17 empty] | 0 | 0
8 | 11 | 15 | [17 empty] | 0 | 0
8 | 11 | 16 | [17 empty] | 0 | 0
8 | 11 | 17 | [17 empty] | 0 | 0
8 | 11 | 18 | [17 empty] | 0 | 0
8 | 11 | 19 | [17 empty] | 0 | 0
8 | 11 | 20 | [17 empty] | 0 | 0
8 | 11 | 21 | [17 empty] | 0 | 0
8 | 11 | 22 | [17 empty] | 0 | 0
8 | 11 | 23 | [17 empty] | 0 | 0
8 | 11 | 24 | [17 empty] | 0 | 0
8 | 12 | 1 | [17 empty] | 0 | 0
8 | 12 | 2 | [17 empty] | 0 | 0
8 | 12 | 3 | [17 empty] | 0 | 0
8 | 12 | 4 | [17 empty] | 0 | 0
8 | 12 | 5 | [17 empty] | 0 | 0
8 | 12 | 6 | [17 empty] | 0 | 0
8 | 12 | 7 | [17 empty] | 0 | 0
8 | 12 | 8 | [17 empty] | 0 | 0
8 | 12 | 9 | [17 empty] | 0 | 0
8 | 12 | 10 | [17 empty] | 0 | 0
8 | 12 | 11 | [17 empty] | 0 | 0
8 | 12 | 12 | [17 empty] | 0 | 0
8 | 12 | 13 | [17 empty] | 0 | 0
8 | 12 | 14 | [17 empty] | 0 | 0
8 | 12 | 15 | [17 empty] | 0 | 0
8 | 12 | 16 | [17 empty] | 0 | 0
8 | 12 | 17 | [17 empty] | 0 | 0
8 | 12 | 18 | [17 empty] | 0 | 0
8 | 12 | 19 | [17 empty] | 0 | 0
8 | 12 | 20 | [17 empty] | 0 | 0
8 | 12 | 21 | [17 empty] | 0 | 0
8 | 12 | 22 | [17 empty] | 0 | 0
8 | 12 | 23 | [17 empty] | 0 | 0
8 | 12 | 24 | [17 empty] | 0 | 0
8 | 13 | 1 | [17 empty] | 0 | 0
8 | 13 | 2 | [17 empty] | 0 | 0
8 | 13 | 3 | [17 empty] | 0 | 0
8 | 13 | 4 | [17 empty] | 0 | 0
8 | 13 | 5 | [17 empty] | 0 | 0
8 | 13 | 6 | [17 empty] | 0 | 0
8 | 13 | 7 | [17 empty] | 0 | 0
8 | 13 | 8 | [17 empty] | 0 | 0
8 | 13 | 9 | [17 empty] | 0 | 0
8 | 13 | 10 | [17 empty] | 0 | 0
8 | 13 | 11 | [17 empty] | 0 | 0
8 | 13 | 12 | [17 empty] | 0 | 0
8 | 13 | 13 | [17 empty] | 0 | 0
8 | 13 | 14 | [17 empty] | 0 | 0
8 | 13 | 15 | [17 empty] | 0 | 0
8 | 13 | 16 | [17 empty] | 0 | 0
8 | 13 | 17 | [17 empty] | 0 | 0
8 | 13 | 18 | [17 empty] | 0 | 0
8 | 13 | 19 | [17 empty] | 0 | 0
8 | 13 | 20 | [17 empty] | 0 | 0
8 | 13 | 21 | [17 empty] | 0 | 0
8 | 13 | 22 | [17 empty] | 0 | 0
8 | 13 | 23 | [17 empty] | 0 | 0
8 | 13 | 24 | [17 empty] | 0 | 0
8 | 14 | 1 | [17 empty] | 0 | 0
8 | 14 | 2 | [17 empty] | 0 | 0
8 | 14 | 3 | [17 empty] | 0 | 0
8 | 14 | 4 | [17 empty] | 0 | 0
8 | 14 | 5 | [17 empty] | 0 | 0
8 | 14 | 6 | [17 empty] | 0 | 0
8 | 14 | 7 | [17 empty] | 0 | 0
8 | 14 | 8 | [17 empty] | 0 | 0
8 | 14 | 9 | [17 empty] | 0 | 0
8 | 14 | 10 | [17 empty] | 0 | 0
8 | 14 | 11 | [17 empty] | 0 | 0
8 | 14 | 12 | [17 empty] | 0 | 0
8 | 14 | 13 | [17 empty] | 0 | 0
8 | 14 | 14 | [17 empty] | 0 | 0
8 | 14 | 15 | [17 empty] | 0 | 0
8 | 14 | 16 | [17 empty] | 0 | 0
8 | 14 | 17 | [17 empty] | 0 | 0
8 | 14 | 18 | [17 empty] | 0 | 0
8 | 14 | 19 | [17 empty] | 0 | 0
8 | 14 | 20 | [17 empty] | 0 | 0
8 | 14 | 21 | [17 empty] | 0 | 0
8 | 14 | 22 | [17 empty] | 0 | 0
8 | 14 | 23 | [17 empty] | 0 | 0
8 | 14 | 24 | [17 empty] | 0 | 0
8 | 15 | 1 | [17 empty] | 0 | 0
8 | 15 | 2 | [17 empty] | 0 | 0
8 | 15 | 3 | [17 empty] | 0 | 0
8 | 15 | 4 | [17 empty] | 0 | 0
8 | 15 | 5 | [17 empty] | 0 | 0
8 | 15 | 6 | [17 empty] | 0 | 0
8 | 15 | 7 | [17 empty] | 0 | 0
8 | 15 | 8 | [17 empty] | 0 | 0
8 | 15 | 9 | [17 empty] | 0 | 0
8 | 15 | 10 | [17 empty] | 0 | 0
8 | 15 | 11 | [17 empty] | 0 | 0
8 | 15 | 12 | [17 empty] | 0 | 0
8 | 15 | 13 | [17 empty] | 0 | 0
8 | 15 | 14 | [17 empty] | 0 | 0
8 | 15 | 15 | [17 empty] | 0 | 0
8 | 15 | 16 | [17 empty] | 0 | 0
8 | 15 | 17 | [17 empty] | 0 | 0
8 | 15 | 18 | [17 empty] | 0 | 0
8 | 15 | 19 | [17 empty] | 0 | 0
8 | 15 | 20 | [17 empty] | 0 | 0
8 | 15 | 21 | [17 empty] | 0 | 0
8 | 15 | 22 | [17 empty] | 0 | 0
8 | 15 | 23 | [17 empty] | 0 | 0
8 | 15 | 24 | [17 empty] | 0 | 0
8 | 16 | 1 | [17 empty] | 0 | 0
8 | 16 | 2 | [17 empty] | 0 | 0
8 | 16 | 3 | [17 empty] | 0 | 0
8 | 16 | 4 | [17 empty] | 0 | 0
8 | 16 | 5 | [17 empty] | 0 | 0
8 | 16 | 6 | [17 empty] | 0 | 0
8 | 16 | 7 | [17 empty] | 0 | 0
8 | 16 | 8 | [17 empty] | 0 | 0
8 | 16 | 9 | [17 empty] | 0 | 0
8 | 16 | 10 | [17 empty] | 0 | 0
8 | 16 | 11 | [17 empty] | 0 | 0
8 | 16 | 12 | [17 empty] | 0 | 0
8 | 16 | 13 | [17 empty] | 0 | 0
8 | 16 | 14 | [17 empty] | 0 | 0
8 | 16 | 15 | [17 empty] | 0 | 0
8 | 16 | 16 | [17 empty] | 0 | 0
8 | 16 | 17 | [17 empty] | 0 | 0
8 | 16 | 18 | [17 empty] | 0 | 0
8 | 16 | 19 | [17 empty] | 0 | 0
8 | 16 | 20 | [17 empty] | 0 | 0
8 | 16 | 21 | [17 empty] | 0 | 0
8 | 16 | 22 | [17 empty] | 0 | 0
8 | 16 | 23 | [17 empty] | 0 | 0
8 | 16 | 24 | [17 empty] | 0 | 0
8 | 17 | 1 | [17 empty] | 0 | 0
8 | 17 | 2 | [17 empty] | 0 | 0
8 | 17 | 3 | [17 empty] | 0 | 0
8 | 17 | 4 | [17 empty] | 0 | 0
8 | 17 | 5 | [17 empty] | 0 | 0
8 | 17 | 6 | [17 empty] | 0 | 0
8 | 17 | 7 | [17 empty] | 0 | 0
8 | 17 | 8 | [17 empty] | 0 | 0
8 | 17 | 9 | [17 empty] | 0 | 0
8 | 17 | 10 | [17 empty] | 0 | 0
8 | 17 | 11 | [17 empty] | 0 | 0
8 | 17 | 12 | [17 empty] | 0 | 0
8 | 17 | 13 | [17 empty] | 0 | 0
8 | 17 | 14 | [17 empty] | 0 | 0
8 | 17 | 15 | [17 empty] | 0 | 0
8 | 17 | 16 | [17 empty] | 0 | 0
8 | 17 | 17 | [17 empty] | 0 | 0
8 | 17 | 18 | [17 empty] | 0 | 0
8 | 17 | 19 | [17 empty] | 0 | 0
8 | 17 | 20 | [17 empty] | 0 | 0
8 | 17 | 21 | [17 empty] | 0 | 0
8 | 17 | 22 | [17 empty] | 0 | 0
8 | 17 | 23 | [17 empty] | 0 | 0
8 | 17 | 24 | [17 empty] | 0 | 0
8 | 18 | 1 | [17 empty] | 0 | 0
8 | 18 | 2 | [17 empty] | 0 | 0
8 | 18 | 3 | [17 empty] | 0 | 0
8 | 18 | 4 | [17 empty] | 0 | 0
8 | 18 | 5 | [17 empty] | 0 | 0
8 | 18 | 6 | [17 empty] | 0 | 0
8 | 18 | 7 | [17 empty] | 0 | 0
8 | 18 | 8 | [17 empty] | 0 | 0
8 | 18 | 9 | [17 empty] | 0 | 0
8 | 18 | 10 | [17 empty] | 0 | 0
8 | 18 | 11 | [17 empty] | 0 | 0
8 | 18 | 12 | [17 empty] | 0 | 0
8 | 18 | 13 | [17 empty] | 0 | 0
8 | 18 | 14 | [17 empty] | 0 | 0
8 | 18 | 15 | [17 empty] | 0 | 0
8 | 18 | 16 | [17 empty] | 0 | 0
8 | 18 | 17 | [17 empty] | 0 | 0
8 | 18 | 18 | [17 empty] | 0 | 0
8 | 18 | 19 | [17 empty] | 0 | 0
8 | 18 | 20 | [17 empty] | 0 | 0
8 | 18 | 21 | [17 empty] | 0 | 0
8 | 18 | 22 | [17 empty] | 0 | 0
8 | 18 | 23 | [17 empty] | 0 | 0
8 | 18 | 24 | [17 empty] | 0 | 0
8 | 19 | 1 | [17 empty] | 0 | 0
8 | 19 | 2 | [17 empty] | 0 | 0
8 | 19 | 3 | [17 empty] | 0 | 0
8 | 19 | 4 | [17 empty] | 0 | 0
8 | 19 | 5 | [17 empty] | 0 | 0
8 | 19 | 6 | [17 empty] | 0 | 0
8 | 19 | 7 | [17 empty] | 0 | 0
8 | 19 | 8 | [17 empty] | 0 | 0
8 | 19 | 9 | [17 empty] | 0 | 0
8 | 19 | 10 | [17 empty] | 0 | 0
8 | 19 | 11 | [17 empty] | 0 | 0
8 | 19 | 12 | [17 empty] | 0 | 0
8 | 19 | 13 | [17 empty] | 0 | 0
8 | 19 | 14 | [17 empty] | 0 | 0
8 | 19 | 15 | [17 empty] | 0 | 0
8 | 19 | 16 | [17 empty] | 0 | 0
8 | 19 | 17 | [17 empty] | 0 | 0
8 | 19 | 18 | [17 empty] | 0 | 0
8 | 19 | 19 | [17 empty] | 0 | 0
8 | 19 | 20 | [17 empty] | 0 | 0
8 | 19 | 21 | [17 empty] | 0 | 0
8 | 19 | 22 | [17 empty] | 0 | 0
8 | 19 | 23 | [17 empty] | 0 | 0
8 | 19 | 24 | [17 empty] | 0 | 0
8 | 20 | 1 | [17 empty] | 0 | 0
8 | 20 | 2 | [17 empty] | 0 | 0
8 | 20 | 3 | [17 empty] | 0 | 0
8 | 20 | 4 | [17 empty] | 0 | 0
8 | 20 | 5 | [17 empty] | 0 | 0
8 | 20 | 6 | [17 empty] | 0 | 0
8 | 20 | 7 | [17 empty] | 0 | 0
8 | 20 | 8 | [17 empty] | 0 | 0
8 | 20 | 9 | [17 empty] | 0 | 0
8 | 20 | 10 | [17 empty] | 0 | 0
8 | 20 | 11 | [17 empty] | 0 | 0
8 | 20 | 12 | [17 empty] | 0 | 0
8 | 20 | 13 | [17 empty] | 0 | 0
8 | 20 | 14 | [17 empty] | 0 | 0
8 | 20 | 15 | [17 empty] | 0 | 0
8 | 20 | 16 | [17 empty] | 0 | 0
8 | 20 | 17 | [17 empty] | 0 | 0
8 | 20 | 18 | [17 empty] | 0 | 0
8 | 20 | 19 | [17 empty] | 0 | 0
8 | 20 | 20 | [17 empty] | 0 | 0
8 | 20 | 21 | [17 empty] | 0 | 0
8 | 20 | 22 | [17 empty] | 0 | 0
8 | 20 | 23 | [17 empty] | 0 | 0
8 | 20 | 24 | [17 empty] | 0 | 0
8 | 21 | 1 | [17 empty] | 0 | 0
8 | 21 | 2 | [17 empty] | 0 | 0
8 | 21 | 3 | [17 empty] | 0 | 0
8 | 21 | 4 | [17 empty] | 0 | 0
8 | 21 | 5 | [17 empty] | 0 | 0
8 | 21 | 6 | [17 empty] | 0 | 0
8 | 21 | 7 | [17 empty] | 0 | 0
8 | 21 | 8 | [17 empty] | 0 | 0
8 | 21 | 9 | [17 empty] | 0 | 0
8 | 21 | 10 | [17 empty] | 0 | 0
8 | 21 | 11 | [17 empty] | 0 | 0
8 | 21 | 12 | [17 empty] | 0 | 0
8 | 21 | 13 | [17 empty] | 0 | 0
8 | 21 | 14 | [17 empty] | 0 | 0
8 | 21 | 15 | [17 empty] | 0 | 0
8 | 21 | 16 | [17 empty] | 0 | 0
8 | 21 | 17 | [17 empty] | 0 | 0
8 | 21 | 18 | [17 empty] | 0 | 0
8 | 21 | 19 | [17 empty] | 0 | 0
8 | 21 | 20 | [17 empty] | 0 | 0
8 | 21 | 21 | [17 empty] | 0 | 0
8 | 21 | 22 | [17 empty] | 0 | 0
8 | 21 | 23 | [17 empty] | 0 | 0
8 | 21 | 24 | [17 empty] | 0 | 0
8 | 22 | 1 | [17 empty] | 0 | 0
8 | 22 | 2 | [17 empty] | 0 | 0
8 | 22 | 3 | [17 empty] | 0 | 0
8 | 22 | 4 | [17 empty] | 0 | 0
8 | 22 | 5 | [17 empty] | 0 | 0
8 | 22 | 6 | [17 empty] | 0 | 0
8 | 22 | 7 | [17 empty] | 0 | 0
8 | 22 | 8 | [17 empty] | 0 | 0
8 | 22 | 9 | [17 empty] | 0 | 0
8 | 22 | 10 | [17 empty] | 0 | 0
8 | 22 | 11 | [17 empty] | 0 | 0
8 | 22 | 12 | [17 empty] | 0 | 0
8 | 22 | 13 | [17 empty] | 0 | 0
8 | 22 | 14 | [17 empty] | 0 | 0
8 | 22 | 15 | [17 empty] | 0 | 0
8 | 22 | 16 | [17 empty] | 0 | 0
8 | 22 | 17 | [17 empty] | 0 | 0
8 | 22 | 18 | [17 empty] | 0 | 0
8 | 22 | 19 | [17 empty] | 0 | 0
8 | 22 | 20 | [17 empty] | 0 | 0
8 | 22 | 21 | [17 empty] | 0 | 0
8 | 22 | 22 | [17 empty] | 0 | 0
8 | 22 | 23 | [17 empty] | 0 | 0
8 | 22 | 24 | [17 empty] | 0 | 0
8 | 23 | 1 | [17 empty] | 0 | 0
8 | 23 | 2 | [17 empty] | 0 | 0
8 | 23 | 3 | [17 empty] | 0 | 0
8 | 23 | 4 | [17 empty] | 0 | 0
8 | 23 | 5 | [17 empty] | 0 | 0
8 | 23 | 6 | [17 empty] | 0 | 0
8 | 23 | 7 | [17 empty] | 0 | 0
8 | 23 | 8 | [17 empty] | 0 | 0
8 | 23 | 9 | [17 empty] | 0 | 0
8 | 23 | 10 | [17 empty] | 0 | 0
8 | 23 | 11 | [17 empty] | 0 | 0
8 | 23 | 12 | [17 empty] | 0 | 0
8 | 23 | 13 | [17 empty] | 0 | 0
8 | 23 | 14 | [17 empty] | 0 | 0
8 | 23 | 15 | [17 empty] | 0 | 0
8 | 23 | 16 | [17 empty] | 0 | 0
8 | 23 | 17 | [17 empty] | 0 | 0
8 | 23 | 18 | [17 empty] | 0 | 0
8 | 23 | 19 | [17 empty] | 0 | 0
8 | 23 | 20 | [17 empty] | 0 | 0
8 | 23 | 21 | [17 empty] | 0 | 0
8 | 23 | 22 | [17 empty] | 0 | 0
8 | 23 | 23 | [17 empty] | 0 | 0
8 | 23 | 24 | [17 empty] | 0 | 0
8 | 24 | 1 | [17 empty] | 0 | 0
8 | 24 | 2 | [17 empty] | 0 | 0
8 | 24 | 3 | [17 empty] | 0 | 0
8 | 24 | 4 | [17 empty] | 0 | 0
8 | 24 | 5 | [17 empty] | 0 | 0
8 | 24 | 6 | [17 empty] | 0 | 0
8 | 24 | 7 | [17 empty] | 0 | 0
8 | 24 | 8 | [17 empty] | 0 | 0
8 | 24 | 9 | [17 empty] | 0 | 0
8 | 24 | 10 | [17 empty] | 0 | 0
8 | 24 | 11 | [17 empty] | 0 | 0
8 | 24 | 12 | [17 empty] | 0 | 0
8 | 24 | 13 | [17 empty] | 0 | 0
8 | 24 | 14 | [17 empty] | 0 | 0
8 | 24 | 15 | [17 empty] | 0 | 0
8 | 24 | 16 | [17 empty] | 0 | 0
8 | 24 | 17 | [17 empty] | 0 | 0
8 | 24 | 18 | [17 empty] | 0 | 0
8 | 24 | 19 | [17 empty] | 0 | 0
8 | 24 | 20 | [17 empty] | 0 | 0
8 | 24 | 21 | [17 empty] | 0 | 0
8 | 24 | 22 | [17 empty] | 0 | 0
8 | 24 | 23 | [17 empty] | 0 | 0
8 | 24 | 24 | [17 empty] | 0 | 0
8 | 25 | 1 | [17 empty] | 0 | 0
8 | 25 | 2 | [17 empty] | 0 | 0
8 | 25 | 3 | [17 empty] | 0 | 0
8 | 25 | 4 | [17 empty] | 0 | 0
8 | 25 | 5 | [17 empty] | 0 | 0
8 | 25 | 6 | [17 empty] | 0 | 0
8 | 25 | 7 | [17 empty] | 0 | 0
8 | 25 | 8 | [17 empty] | 0 | 0
8 | 25 | 9 | [17 empty] | 0 | 0
8 | 25 | 10 | [17 empty] | 0 | 0
8 | 25 | 11 | [17 empty] | 0 | 0
8 | 25 | 12 | [17 empty] | 0 | 0
8 | 25 | 13 | [17 empty] | 0 | 0
8 | 25 | 14 | [17 empty] | 0 | 0
8 | 25 | 15 | [17 empty] | 0 | 0
8 | 25 | 16 | [17 empty] | 0 | 0
8 | 25 | 17 | [17 empty] | 0 | 0
8 | 25 | 18 | [17 empty] | 0 | 0
8 | 25 | 19 | [17 empty] | 0 | 0
8 | 25 | 20 | [17 empty] | 0 | 0
8 | 25 | 21 | [17 empty] | 0 | 0
8 | 25 | 22 | [17 empty] | 0 | 0
8 | 25 | 23 | [17 empty] | 0 | 0
8 | 25 | 24 | [17 empty] | 0 | 0
8 | 26 | 1 | [17 empty] | 0 | 0
8 | 26 | 2 | [17 empty] | 0 | 0
8 | 26 | 3 | [17 empty] | 0 | 0
8 | 26 | 4 | [17 empty] | 0 | 0
8 | 26 | 5 | [17 empty] | 0 | 0
8 | 26 | 6 | [17 empty] | 0 | 0
8 | 26 | 7 | [17 empty] | 0 | 0
8 | 26 | 8 | [17 empty] | 0 | 0
8 | 26 | 9 | [17 empty] | 0 | 0
8 | 26 | 10 | [17 empty] | 0 | 0
8 | 26 | 11 | [17 empty] | 0 | 0
8 | 26 | 12 | [17 empty] | 0 | 0
8 | 26 | 13 | [17 empty] | 0 | 0
8 | 26 | 14 | [17 empty] | 0 | 0
8 | 26 | 15 | [17 empty] | 0 | 0
8 | 26 | 16 | [17 empty] | 0 | 0
8 | 26 | 17 | [17 empty] | 0 | 0
8 | 26 | 18 | [17 empty] | 0 | 0
8 | 26 | 19 | [17 empty] | 0 | 0
8 | 26 | 20 | [17 empty] | 0 | 0
8 | 26 | 21 | [17 empty] | 0 | 0
8 | 26 | 22 | [17 empty] | 0 | 0
8 | 26 | 23 | [17 empty] | 0 | 0
8 | 26 | 24 | [17 empty] | 0 | 0
8 | 27 | 1 | [17 empty] | 0 | 0
8 | 27 | 2 | [17 empty] | 0 | 0
8 | 27 | 3 | [17 empty] | 0 | 0
8 | 27 | 4 | [17 empty] | 0 | 0
8 | 27 | 5 | [17 empty] | 0 | 0
8 | 27 | 6 | [17 empty] | 0 | 0
8 | 27 | 7 | [17 empty] | 0 | 0
8 | 27 | 8 | [17 empty] | 0 | 0
8 | 27 | 9 | [17 empty] | 0 | 0
8 | 27 | 10 | [17 empty] | 0 | 0
8 | 27 | 11 | [17 empty] | 0 | 0
8 | 27 | 12 | [17 empty] | 0 | 0
8 | 27 | 13 | [17 empty] | 0 | 0
8 | 27 | 14 | [17 empty] | 0 | 0
8 | 27 | 15 | [17 empty] | 0 | 0
8 | 27 | 16 | [17 empty] | 0 | 0
8 | 27 | 17 | [17 empty] | 0 | 0
8 | 27 | 18 | [17 empty] | 0 | 0
8 | 27 | 19 | [17 empty] | 0 | 0
8 | 27 | 20 | [17 empty] | 0 | 0
8 | 27 | 21 | [17 empty] | 0 | 0
8 | 27 | 22 | [17 empty] | 0 | 0
8 | 27 | 23 | [17 empty] | 0 | 0
8 | 27 | 24 | [17 empty] | 0 | 0
8 | 28 | 1 | [17 empty] | 0 | 0
8 | 28 | 2 | [17 empty] | 0 | 0
8 | 28 | 3 | [17 empty] | 0 | 0
8 | 28 | 4 | [17 empty] | 0 | 0
8 | 28 | 5 | [17 empty] | 0 | 0
8 | 28 | 6 | [17 empty] | 0 | 0
8 | 28 | 7 | [17 empty] | 0 | 0
8 | 28 | 8 | [17 empty] | 0 | 0
8 | 28 | 9 | [17 empty] | 0 | 0
8 | 28 | 10 | [17 empty] | 0 | 0
8 | 28 | 11 | [17 empty] | 0 | 0
8 | 28 | 12 | [17 empty] | 0 | 0
8 | 28 | 13 | [17 empty] | 0 | 0
8 | 28 | 14 | [17 empty] | 0 | 0
8 | 28 | 15 | [17 empty] | 0 | 0
8 | 28 | 16 | [17 empty] | 0 | 0
8 | 28 | 17 | [17 empty] | 0 | 0
8 | 28 | 18 | [17 empty] | 0 | 0
8 | 28 | 19 | [17 empty] | 0 | 0
8 | 28 | 20 | [17 empty] | 0 | 0
8 | 28 | 21 | [17 empty] | 0 | 0
8 | 28 | 22 | [17 empty] | 0 | 0
8 | 28 | 23 | [17 empty] | 0 | 0
8 | 28 | 24 | [17 empty] | 0 | 0
8 | 29 | 1 | [17 empty] | 0 | 0
8 | 29 | 2 | [17 empty] | 0 | 0
8 | 29 | 3 | [17 empty] | 0 | 0
8 | 29 | 4 | [17 empty] | 0 | 0
8 | 29 | 5 | [17 empty] | 0 | 0
8 | 29 | 6 | [17 empty] | 0 | 0
8 | 29 | 7 | [17 empty] | 0 | 0
8 | 29 | 8 | [17 empty] | 0 | 0
8 | 29 | 9 | [17 empty] | 0 | 0
8 | 29 | 10 | [17 empty] | 0 | 0
8 | 29 | 11 | [17 empty] | 0 | 0
8 | 29 | 12 | [17 empty] | 0 | 0
8 | 29 | 13 | [17 empty] | 0 | 0
8 | 29 | 14 | [17 empty] | 0 | 0
8 | 29 | 15 | [17 empty] | 0 | 0
8 | 29 | 16 | [17 empty] | 0 | 0
8 | 29 | 17 | [17 empty] | 0 | 0
8 | 29 | 18 | [17 empty] | 0 | 0
8 | 29 | 19 | [17 empty] | 0 | 0
8 | 29 | 20 | [17 empty] | 0 | 0
8 | 29 | 21 | [17 empty] | 0 | 0
8 | 29 | 22 | [17 empty] | 0 | 0
8 | 29 | 23 | [17 empty] | 0 | 0
8 | 29 | 24 | [17 empty] | 0 | 0
8 | 30 | 1 | [17 empty] | 0 | 0
8 | 30 | 2 | [17 empty] | 0 | 0
8 | 30 | 3 | [17 empty] | 0 | 0
8 | 30 | 4 | [17 empty] | 0 | 0
8 | 30 | 5 | [17 empty] | 0 | 0
8 | 30 | 6 | [17 empty] | 0 | 0
8 | 30 | 7 | [17 empty] | 0 | 0
8 | 30 | 8 | [17 empty] | 0 | 0
8 | 30 | 9 | [17 empty] | 0 | 0
8 | 30 | 10 | [17 empty] | 0 | 0
8 | 30 | 11 | [17 empty] | 0 | 0
8 | 30 | 12 | [17 empty] | 0 | 0
8 | 30 | 13 | [17 empty] | 0 | 0
8 | 30 | 14 | [17 empty] | 0 | 0
8 | 30 | 15 | [17 empty] | 0 | 0
8 | 30 | 16 | [17 empty] | 0 | 0
8 | 30 | 17 | [17 empty] | 0 | 0
8 | 30 | 18 | [17 empty] | 0 | 0
8 | 30 | 19 | [17 empty] | 0 | 0
8 | 30 | 20 | [17 empty] | 0 | 0
8 | 30 | 21 | [17 empty] | 0 | 0
8 | 30 | 22 | [17 empty] | 0 | 0
8 | 30 | 23 | [17 empty] | 0 | 0
8 | 30 | 24 | [17 empty] | 0 | 0
8 | 31 | 1 | [17 empty] | 0 | 0
8 | 31 | 2 | [17 empty] | 0 | 0
8 | 31 | 3 | [17 empty] | 0 | 0
8 | 31 | 4 | [17 empty] | 0 | 0
8 | 31 | 5 | [17 empty] | 0 | 0
8 | 31 | 6 | [17 empty] | 0 | 0
8 | 31 | 7 | [17 empty] | 0 | 0
8 | 31 | 8 | [17 empty] | 0 | 0
8 | 31 | 9 | [17 empty] | 0 | 0
8 | 31 | 10 | [17 empty] | 0 | 0
8 | 31 | 11 | [17 empty] | 0 | 0
8 | 31 | 12 | [17 empty] | 0 | 0
8 | 31 | 13 | [17 empty] | 0 | 0
8 | 31 | 14 | [17 empty] | 0 | 0
8 | 31 | 15 | [17 empty] | 0 | 0
8 | 31 | 16 | [17 empty] | 0 | 0
8 | 31 | 17 | [17 empty] | 0 | 0
8 | 31 | 18 | [17 empty] | 0 | 0
8 | 31 | 19 | [17 empty] | 0 | 0
8 | 31 | 20 | [17 empty] | 0 | 0
8 | 31 | 21 | [17 empty] | 0 | 0
8 | 31 | 22 | [17 empty] | 0 | 0
8 | 31 | 23 | [17 empty] | 0 | 0
8 | 31 | 24 | [17 empty] | 0 | 0
9 | 1 | 1 | [17 empty] | 0 | 0
9 | 1 | 2 | [17 empty] | 0 | 0
9 | 1 | 3 | [17 empty] | 0 | 0
9 | 1 | 4 | [17 empty] | 0 | 0
9 | 1 | 5 | [17 empty] | 0 | 0
9 | 1 | 6 | [17 empty] | 0 | 0
9 | 1 | 7 | [17 empty] | 0 | 0
9 | 1 | 8 | [17 empty] | 0 | 0
9 | 1 | 9 | [17 empty] | 0 | 0
9 | 1 | 10 | [17 empty] | 0 | 0
9 | 1 | 11 | [17 empty] | 0 | 0
9 | 1 | 12 | [17 empty] | 0 | 0
9 | 1 | 13 | [17 empty] | 0 | 0
9 | 1 | 14 | [17 empty] | 0 | 0
9 | 1 | 15 | [17 empty] | 0 | 0
9 | 1 | 16 | [17 empty] | 0 | 0
9 | 1 | 17 | [17 empty] | 0 | 0
9 | 1 | 18 | [17 empty] | 0 | 0
9 | 1 | 19 | [17 empty] | 0 | 0
9 | 1 | 20 | [17 empty] | 0 | 0
9 | 1 | 21 | [17 empty] | 0 | 0
9 | 1 | 22 | [17 empty] | 0 | 0
9 | 1 | 23 | [17 empty] | 0 | 0
9 | 1 | 24 | [17 empty] | 0 | 0
9 | 2 | 1 | [17 empty] | 0 | 0
9 | 2 | 2 | [17 empty] | 0 | 0
9 | 2 | 3 | [17 empty] | 0 | 0
9 | 2 | 4 | [17 empty] | 0 | 0
9 | 2 | 5 | [17 empty] | 0 | 0
9 | 2 | 6 | [17 empty] | 0 | 0
9 | 2 | 7 | [17 empty] | 0 | 0
9 | 2 | 8 | [17 empty] | 0 | 0
9 | 2 | 9 | [17 empty] | 0 | 0
9 | 2 | 10 | [17 empty] | 0 | 0
9 | 2 | 11 | [17 empty] | 0 | 0
9 | 2 | 12 | [17 empty] | 0 | 0
9 | 2 | 13 | [17 empty] | 0 | 0
9 | 2 | 14 | [17 empty] | 0 | 0
9 | 2 | 15 | [17 empty] | 0 | 0
9 | 2 | 16 | [17 empty] | 0 | 0
9 | 2 | 17 | [17 empty] | 0 | 0
9 | 2 | 18 | [17 empty] | 0 | 0
9 | 2 | 19 | [17 empty] | 0 | 0
9 | 2 | 20 | [17 empty] | 0 | 0
9 | 2 | 21 | [17 empty] | 0 | 0
9 | 2 | 22 | [17 empty] | 0 | 0
9 | 2 | 23 | [17 empty] | 0 | 0
9 | 2 | 24 | [17 empty] | 0 | 0
9 | 3 | 1 | [17 empty] | 0 | 0
9 | 3 | 2 | [17 empty] | 0 | 0
9 | 3 | 3 | [17 empty] | 0 | 0
9 | 3 | 4 | [17 empty] | 0 | 0
9 | 3 | 5 | [17 empty] | 0 | 0
9 | 3 | 6 | [17 empty] | 0 | 0
9 | 3 | 7 | [17 empty] | 0 | 0
9 | 3 | 8 | [17 empty] | 0 | 0
9 | 3 | 9 | [17 empty] | 0 | 0
9 | 3 | 10 | [17 empty] | 0 | 0
9 | 3 | 11 | [17 empty] | 0 | 0
9 | 3 | 12 | [17 empty] | 0 | 0
9 | 3 | 13 | [17 empty] | 0 | 0
9 | 3 | 14 | [17 empty] | 0 | 0
9 | 3 | 15 | [17 empty] | 0 | 0
9 | 3 | 16 | [17 empty] | 0 | 0
9 | 3 | 17 | [17 empty] | 0 | 0
9 | 3 | 18 | [17 empty] | 0 | 0
9 | 3 | 19 | [17 empty] | 0 | 0
9 | 3 | 20 | [17 empty] | 0 | 0
9 | 3 | 21 | [17 empty] | 0 | 0
9 | 3 | 22 | [17 empty] | 0 | 0
9 | 3 | 23 | [17 empty] | 0 | 0
9 | 3 | 24 | [17 empty] | 0 | 0
9 | 4 | 1 | [17 empty] | 0 | 0
9 | 4 | 2 | [17 empty] | 0 | 0
9 | 4 | 3 | [17 empty] | 0 | 0
9 | 4 | 4 | [17 empty] | 0 | 0
9 | 4 | 5 | [17 empty] | 0 | 0
9 | 4 | 6 | [17 empty] | 0 | 0
9 | 4 | 7 | [17 empty] | 0 | 0
9 | 4 | 8 | [17 empty] | 0 | 0
9 | 4 | 9 | [17 empty] | 0 | 0
9 | 4 | 10 | [17 empty] | 0 | 0
9 | 4 | 11 | [17 empty] | 0 | 0
9 | 4 | 12 | [17 empty] | 0 | 0
9 | 4 | 13 | [17 empty] | 0 | 0
9 | 4 | 14 | [17 empty] | 0 | 0
9 | 4 | 15 | [17 empty] | 0 | 0
9 | 4 | 16 | [17 empty] | 0 | 0
9 | 4 | 17 | [17 empty] | 0 | 0
9 | 4 | 18 | [17 empty] | 0 | 0
9 | 4 | 19 | [17 empty] | 0 | 0
9 | 4 | 20 | [17 empty] | 0 | 0
9 | 4 | 21 | [17 empty] | 0 | 0
9 | 4 | 22 | [17 empty] | 0 | 0
9 | 4 | 23 | [17 empty] | 0 | 0
9 | 4 | 24 | [17 empty] | 0 | 0
9 | 5 | 1 | [17 empty] | 0 | 0
9 | 5 | 2 | [17 empty] | 0 | 0
9 | 5 | 3 | [17 empty] | 0 | 0
9 | 5 | 4 | [17 empty] | 0 | 0
9 | 5 | 5 | [17 empty] | 0 | 0
9 | 5 | 6 | [17 empty] | 0 | 0
9 | 5 | 7 | [17 empty] | 0 | 0
9 | 5 | 8 | [17 empty] | 0 | 0
9 | 5 | 9 | [17 empty] | 0 | 0
9 | 5 | 10 | [17 empty] | 0 | 0
9 | 5 | 11 | [17 empty] | 0 | 0
9 | 5 | 12 | [17 empty] | 0 | 0
9 | 5 | 13 | [17 empty] | 0 | 0
9 | 5 | 14 | [17 empty] | 0 | 0
9 | 5 | 15 | [17 empty] | 0 | 0
9 | 5 | 16 | [17 empty] | 0 | 0
9 | 5 | 17 | [17 empty] | 0 | 0
9 | 5 | 18 | [17 empty] | 0 | 0
9 | 5 | 19 | [17 empty] | 0 | 0
9 | 5 | 20 | [17 empty] | 0 | 0
9 | 5 | 21 | [17 empty] | 0 | 0
9 | 5 | 22 | [17 empty] | 0 | 0
9 | 5 | 23 | [17 empty] | 0 | 0
9 | 5 | 24 | [17 empty] | 0 | 0
9 | 6 | 1 | [17 empty] | 0 | 0
9 | 6 | 2 | [17 empty] | 0 | 0
9 | 6 | 3 | [17 empty] | 0 | 0
9 | 6 | 4 | [17 empty] | 0 | 0
9 | 6 | 5 | [17 empty] | 0 | 0
9 | 6 | 6 | [17 empty] | 0 | 0
9 | 6 | 7 | [17 empty] | 0 | 0
9 | 6 | 8 | [17 empty] | 0 | 0
9 | 6 | 9 | [17 empty] | 0 | 0
9 | 6 | 10 | [17 empty] | 0 | 0
9 | 6 | 11 | [17 empty] | 0 | 0
9 | 6 | 12 | [17 empty] | 0 | 0
9 | 6 | 13 | [17 empty] | 0 | 0
9 | 6 | 14 | [17 empty] | 0 | 0
9 | 6 | 15 | [17 empty] | 0 | 0
9 | 6 | 16 | [17 empty] | 0 | 0
9 | 6 | 17 | [17 empty] | 0 | 0
9 | 6 | 18 | [17 empty] | 0 | 0
9 | 6 | 19 | [17 empty] | 0 | 0
9 | 6 | 20 | [17 empty] | 0 | 0
9 | 6 | 21 | [17 empty] | 0 | 0
9 | 6 | 22 | [17 empty] | 0 | 0
9 | 6 | 23 | [17 empty] | 0 | 0
9 | 6 | 24 | [17 empty] | 0 | 0
9 | 7 | 1 | [17 empty] | 0 | 0
9 | 7 | 2 | [17 empty] | 0 | 0
9 | 7 | 3 | [17 empty] | 0 | 0
9 | 7 | 4 | [17 empty] | 0 | 0
9 | 7 | 5 | [17 empty] | 0 | 0
9 | 7 | 6 | [17 empty] | 0 | 0
9 | 7 | 7 | [17 empty] | 0 | 0
9 | 7 | 8 | [17 empty] | 0 | 0
9 | 7 | 9 | [17 empty] | 0 | 0
9 | 7 | 10 | [17 empty] | 0 | 0
9 | 7 | 11 | [17 empty] | 0 | 0
9 | 7 | 12 | [17 empty] | 0 | 0
9 | 7 | 13 | [17 empty] | 0 | 0
9 | 7 | 14 | [17 empty] | 0 | 0
9 | 7 | 15 | [17 empty] | 0 | 0
9 | 7 | 16 | [17 empty] | 0 | 0
9 | 7 | 17 | [17 empty] | 0 | 0
9 | 7 | 18 | [17 empty] | 0 | 0
9 | 7 | 19 | [17 empty] | 0 | 0
9 | 7 | 20 | [17 empty] | 0 | 0
9 | 7 | 21 | [17 empty] | 0 | 0
9 | 7 | 22 | [17 empty] | 0 | 0
9 | 7 | 23 | [17 empty] | 0 | 0
9 | 7 | 24 | [17 empty] | 0 | 0
9 | 8 | 1 | [17 empty] | 0 | 0
9 | 8 | 2 | [17 empty] | 0 | 0
9 | 8 | 3 | [17 empty] | 0 | 0
9 | 8 | 4 | [17 empty] | 0 | 0
9 | 8 | 5 | [17 empty] | 0 | 0
9 | 8 | 6 | [17 empty] | 0 | 0
9 | 8 | 7 | [17 empty] | 0 | 0
9 | 8 | 8 | [17 empty] | 0 | 0
9 | 8 | 9 | [17 empty] | 0 | 0
9 | 8 | 10 | [17 empty] | 0 | 0
9 | 8 | 11 | [17 empty] | 0 | 0
9 | 8 | 12 | [17 empty] | 0 | 0
9 | 8 | 13 | [17 empty] | 0 | 0
9 | 8 | 14 | [17 empty] | 0 | 0
9 | 8 | 15 | [17 empty] | 0 | 0
9 | 8 | 16 | [17 empty] | 0 | 0
9 | 8 | 17 | [17 empty] | 0 | 0
9 | 8 | 18 | [17 empty] | 0 | 0
9 | 8 | 19 | [17 empty] | 0 | 0
9 | 8 | 20 | [17 empty] | 0 | 0
9 | 8 | 21 | [17 empty] | 0 | 0
9 | 8 | 22 | [17 empty] | 0 | 0
9 | 8 | 23 | [17 empty] | 0 | 0
9 | 8 | 24 | [17 empty] | 0 | 0
9 | 9 | 1 | [17 empty] | 0 | 0
9 | 9 | 2 | [17 empty] | 0 | 0
9 | 9 | 3 | [17 empty] | 0 | 0
9 | 9 | 4 | [17 empty] | 0 | 0
9 | 9 | 5 | [17 empty] | 0 | 0
9 | 9 | 6 | [17 empty] | 0 | 0
9 | 9 | 7 | [17 empty] | 0 | 0
9 | 9 | 8 | [17 empty] | 0 | 0
9 | 9 | 9 | [17 empty] | 0 | 0
9 | 9 | 10 | [17 empty] | 0 | 0
9 | 9 | 11 | [17 empty] | 0 | 0
9 | 9 | 12 | [17 empty] | 0 | 0
9 | 9 | 13 | [17 empty] | 0 | 0
9 | 9 | 14 | [17 empty] | 0 | 0
9 | 9 | 15 | [17 empty] | 0 | 0
9 | 9 | 16 | [17 empty] | 0 | 0
9 | 9 | 17 | [17 empty] | 0 | 0
9 | 9 | 18 | [17 empty] | 0 | 0
9 | 9 | 19 | [17 empty] | 0 | 0
9 | 9 | 20 | [17 empty] | 0 | 0
9 | 9 | 21 | [17 empty] | 0 | 0
9 | 9 | 22 | [17 empty] | 0 | 0
9 | 9 | 23 | [17 empty] | 0 | 0
9 | 9 | 24 | [17 empty] | 0 | 0
9 | 10 | 1 | [17 empty] | 0 | 0
9 | 10 | 2 | [17 empty] | 0 | 0
9 | 10 | 3 | [17 empty] | 0 | 0
9 | 10 | 4 | [17 empty] | 0 | 0
9 | 10 | 5 | [17 empty] | 0 | 0
9 | 10 | 6 | [17 empty] | 0 | 0
9 | 10 | 7 | [17 empty] | 0 | 0
9 | 10 | 8 | [17 empty] | 0 | 0
9 | 10 | 9 | [17 empty] | 0 | 0
9 | 10 | 10 | [17 empty] | 0 | 0
9 | 10 | 11 | [17 empty] | 0 | 0
9 | 10 | 12 | [17 empty] | 0 | 0
9 | 10 | 13 | [17 empty] | 0 | 0
9 | 10 | 14 | [17 empty] | 0 | 0
9 | 10 | 15 | [17 empty] | 0 | 0
9 | 10 | 16 | [17 empty] | 0 | 0
9 | 10 | 17 | [17 empty] | 0 | 0
9 | 10 | 18 | [17 empty] | 0 | 0
9 | 10 | 19 | [17 empty] | 0 | 0
9 | 10 | 20 | [17 empty] | 0 | 0
9 | 10 | 21 | [17 empty] | 0 | 0
9 | 10 | 22 | [17 empty] | 0 | 0
9 | 10 | 23 | [17 empty] | 0 | 0
9 | 10 | 24 | [17 empty] | 0 | 0
9 | 11 | 1 | [17 empty] | 0 | 0
9 | 11 | 2 | [17 empty] | 0 | 0
9 | 11 | 3 | [17 empty] | 0 | 0
9 | 11 | 4 | [17 empty] | 0 | 0
9 | 11 | 5 | [17 empty] | 0 | 0
9 | 11 | 6 | [17 empty] | 0 | 0
9 | 11 | 7 | [17 empty] | 0 | 0
9 | 11 | 8 | [17 empty] | 0 | 0
9 | 11 | 9 | [17 empty] | 0 | 0
9 | 11 | 10 | [17 empty] | 0 | 0
9 | 11 | 11 | [17 empty] | 0 | 0
9 | 11 | 12 | [17 empty] | 0 | 0
9 | 11 | 13 | [17 empty] | 0 | 0
9 | 11 | 14 | [17 empty] | 0 | 0
9 | 11 | 15 | [17 empty] | 0 | 0
9 | 11 | 16 | [17 empty] | 0 | 0
9 | 11 | 17 | [17 empty] | 0 | 0
9 | 11 | 18 | [17 empty] | 0 | 0
9 | 11 | 19 | [17 empty] | 0 | 0
9 | 11 | 20 | [17 empty] | 0 | 0
9 | 11 | 21 | [17 empty] | 0 | 0
9 | 11 | 22 | [17 empty] | 0 | 0
9 | 11 | 23 | [17 empty] | 0 | 0
9 | 11 | 24 | [17 empty] | 0 | 0
9 | 12 | 1 | [17 empty] | 0 | 0
9 | 12 | 2 | [17 empty] | 0 | 0
9 | 12 | 3 | [17 empty] | 0 | 0
9 | 12 | 4 | [17 empty] | 0 | 0
9 | 12 | 5 | [17 empty] | 0 | 0
9 | 12 | 6 | [17 empty] | 0 | 0
9 | 12 | 7 | [17 empty] | 0 | 0
9 | 12 | 8 | [17 empty] | 0 | 0
9 | 12 | 9 | [17 empty] | 0 | 0
9 | 12 | 10 | [17 empty] | 0 | 0
9 | 12 | 11 | [17 empty] | 0 | 0
9 | 12 | 12 | [17 empty] | 0 | 0
9 | 12 | 13 | [17 empty] | 0 | 0
9 | 12 | 14 | [17 empty] | 0 | 0
9 | 12 | 15 | [17 empty] | 0 | 0
9 | 12 | 16 | [17 empty] | 0 | 0
9 | 12 | 17 | [17 empty] | 0 | 0
9 | 12 | 18 | [17 empty] | 0 | 0
9 | 12 | 19 | [17 empty] | 0 | 0
9 | 12 | 20 | [17 empty] | 0 | 0
9 | 12 | 21 | [17 empty] | 0 | 0
9 | 12 | 22 | [17 empty] | 0 | 0
9 | 12 | 23 | [17 empty] | 0 | 0
9 | 12 | 24 | [17 empty] | 0 | 0
9 | 13 | 1 | [17 empty] | 0 | 0
9 | 13 | 2 | [17 empty] | 0 | 0
9 | 13 | 3 | [17 empty] | 0 | 0
9 | 13 | 4 | [17 empty] | 0 | 0
9 | 13 | 5 | [17 empty] | 0 | 0
9 | 13 | 6 | [17 empty] | 0 | 0
9 | 13 | 7 | [17 empty] | 0 | 0
9 | 13 | 8 | [17 empty] | 0 | 0
9 | 13 | 9 | [17 empty] | 0 | 0
9 | 13 | 10 | [17 empty] | 0 | 0
9 | 13 | 11 | [17 empty] | 0 | 0
9 | 13 | 12 | [17 empty] | 0 | 0
9 | 13 | 13 | [17 empty] | 0 | 0
9 | 13 | 14 | [17 empty] | 0 | 0
9 | 13 | 15 | [17 empty] | 0 | 0
9 | 13 | 16 | [17 empty] | 0 | 0
9 | 13 | 17 | [17 empty] | 0 | 0
9 | 13 | 18 | [17 empty] | 0 | 0
9 | 13 | 19 | [17 empty] | 0 | 0
9 | 13 | 20 | [17 empty] | 0 | 0
9 | 13 | 21 | [17 empty] | 0 | 0
9 | 13 | 22 | [17 empty] | 0 | 0
9 | 13 | 23 | [17 empty] | 0 | 0
9 | 13 | 24 | [17 empty] | 0 | 0
9 | 14 | 1 | [17 empty] | 0 | 0
9 | 14 | 2 | [17 empty] | 0 | 0
9 | 14 | 3 | [17 empty] | 0 | 0
9 | 14 | 4 | [17 empty] | 0 | 0
9 | 14 | 5 | [17 empty] | 0 | 0
9 | 14 | 6 | [17 empty] | 0 | 0
9 | 14 | 7 | [17 empty] | 0 | 0
9 | 14 | 8 | [17 empty] | 0 | 0
9 | 14 | 9 | [17 empty] | 0 | 0
9 | 14 | 10 | [17 empty] | 0 | 0
9 | 14 | 11 | [17 empty] | 0 | 0
9 | 14 | 12 | [17 empty] | 0 | 0
9 | 14 | 13 | [17 empty] | 0 | 0
9 | 14 | 14 | [17 empty] | 0 | 0
9 | 14 | 15 | [17 empty] | 0 | 0
9 | 14 | 16 | [17 empty] | 0 | 0
9 | 14 | 17 | [17 empty] | 0 | 0
9 | 14 | 18 | [17 empty] | 0 | 0
9 | 14 | 19 | [17 empty] | 0 | 0
9 | 14 | 20 | [17 empty] | 0 | 0
9 | 14 | 21 | [17 empty] | 0 | 0
9 | 14 | 22 | [17 empty] | 0 | 0
9 | 14 | 23 | [17 empty] | 0 | 0
9 | 14 | 24 | [17 empty] | 0 | 0
9 | 15 | 1 | [17 empty] | 0 | 0
9 | 15 | 2 | [17 empty] | 0 | 0
9 | 15 | 3 | [17 empty] | 0 | 0
9 | 15 | 4 | [17 empty] | 0 | 0
9 | 15 | 5 | [17 empty] | 0 | 0
9 | 15 | 6 | [17 empty] | 0 | 0
9 | 15 | 7 | [17 empty] | 0 | 0
9 | 15 | 8 | [17 empty] | 0 | 0
9 | 15 | 9 | [17 empty] | 0 | 0
9 | 15 | 10 | [17 empty] | 0 | 0
9 | 15 | 11 | [17 empty] | 0 | 0
9 | 15 | 12 | [17 empty] | 0 | 0
9 | 15 | 13 | [17 empty] | 0 | 0
9 | 15 | 14 | [17 empty] | 0 | 0
9 | 15 | 15 | [17 empty] | 0 | 0
9 | 15 | 16 | [17 empty] | 0 | 0
9 | 15 | 17 | [17 empty] | 0 | 0
9 | 15 | 18 | [17 empty] | 0 | 0
9 | 15 | 19 | [17 empty] | 0 | 0
9 | 15 | 20 | [17 empty] | 0 | 0
9 | 15 | 21 | [17 empty] | 0 | 0
9 | 15 | 22 | [17 empty] | 0 | 0
9 | 15 | 23 | [17 empty] | 0 | 0
9 | 15 | 24 | [17 empty] | 0 | 0
9 | 16 | 1 | [17 empty] | 0 | 0
9 | 16 | 2 | [17 empty] | 0 | 0
9 | 16 | 3 | [17 empty] | 0 | 0
9 | 16 | 4 | [17 empty] | 0 | 0
9 | 16 | 5 | [17 empty] | 0 | 0
9 | 16 | 6 | [17 empty] | 0 | 0
9 | 16 | 7 | [17 empty] | 0 | 0
9 | 16 | 8 | [17 empty] | 0 | 0
9 | 16 | 9 | [17 empty] | 0 | 0
9 | 16 | 10 | [17 empty] | 0 | 0
9 | 16 | 11 | [17 empty] | 0 | 0
9 | 16 | 12 | [17 empty] | 0 | 0
9 | 16 | 13 | [17 empty] | 0 | 0
9 | 16 | 14 | [17 empty] | 0 | 0
9 | 16 | 15 | [17 empty] | 0 | 0
9 | 16 | 16 | [17 empty] | 0 | 0
9 | 16 | 17 | [17 empty] | 0 | 0
9 | 16 | 18 | [17 empty] | 0 | 0
9 | 16 | 19 | [17 empty] | 0 | 0
9 | 16 | 20 | [17 empty] | 0 | 0
9 | 16 | 21 | [17 empty] | 0 | 0
9 | 16 | 22 | [17 empty] | 0 | 0
9 | 16 | 23 | [17 empty] | 0 | 0
9 | 16 | 24 | [17 empty] | 0 | 0
9 | 17 | 1 | [17 empty] | 0 | 0
9 | 17 | 2 | [17 empty] | 0 | 0
9 | 17 | 3 | [17 empty] | 0 | 0
9 | 17 | 4 | [17 empty] | 0 | 0
9 | 17 | 5 | [17 empty] | 0 | 0
9 | 17 | 6 | [17 empty] | 0 | 0
9 | 17 | 7 | [17 empty] | 0 | 0
9 | 17 | 8 | [17 empty] | 0 | 0
9 | 17 | 9 | [17 empty] | 0 | 0
9 | 17 | 10 | [17 empty] | 0 | 0
9 | 17 | 11 | [17 empty] | 0 | 0
9 | 17 | 12 | [17 empty] | 0 | 0
9 | 17 | 13 | [17 empty] | 0 | 0
9 | 17 | 14 | [17 empty] | 0 | 0
9 | 17 | 15 | [17 empty] | 0 | 0
9 | 17 | 16 | [17 empty] | 0 | 0
9 | 17 | 17 | [17 empty] | 0 | 0
9 | 17 | 18 | [17 empty] | 0 | 0
9 | 17 | 19 | [17 empty] | 0 | 0
9 | 17 | 20 | [17 empty] | 0 | 0
9 | 17 | 21 | [17 empty] | 0 | 0
9 | 17 | 22 | [17 empty] | 0 | 0
9 | 17 | 23 | [17 empty] | 0 | 0
9 | 17 | 24 | [17 empty] | 0 | 0
9 | 18 | 1 | [17 empty] | 0 | 0
9 | 18 | 2 | [17 empty] | 0 | 0
9 | 18 | 3 | [17 empty] | 0 | 0
9 | 18 | 4 | [17 empty] | 0 | 0
9 | 18 | 5 | [17 empty] | 0 | 0
9 | 18 | 6 | [17 empty] | 0 | 0
9 | 18 | 7 | [17 empty] | 0 | 0
9 | 18 | 8 | [17 empty] | 0 | 0
9 | 18 | 9 | [17 empty] | 0 | 0
9 | 18 | 10 | [17 empty] | 0 | 0
9 | 18 | 11 | [17 empty] | 0 | 0
9 | 18 | 12 | [17 empty] | 0 | 0
9 | 18 | 13 | [17 empty] | 0 | 0
9 | 18 | 14 | [17 empty] | 0 | 0
9 | 18 | 15 | [17 empty] | 0 | 0
9 | 18 | 16 | [17 empty] | 0 | 0
9 | 18 | 17 | [17 empty] | 0 | 0
9 | 18 | 18 | [17 empty] | 0 | 0
9 | 18 | 19 | [17 empty] | 0 | 0
9 | 18 | 20 | [17 empty] | 0 | 0
9 | 18 | 21 | [17 empty] | 0 | 0
9 | 18 | 22 | [17 empty] | 0 | 0
9 | 18 | 23 | [17 empty] | 0 | 0
9 | 18 | 24 | [17 empty] | 0 | 0
9 | 19 | 1 | [17 empty] | 0 | 0
9 | 19 | 2 | [17 empty] | 0 | 0
9 | 19 | 3 | [17 empty] | 0 | 0
9 | 19 | 4 | [17 empty] | 0 | 0
9 | 19 | 5 | [17 empty] | 0 | 0
9 | 19 | 6 | [17 empty] | 0 | 0
9 | 19 | 7 | [17 empty] | 0 | 0
9 | 19 | 8 | [17 empty] | 0 | 0
9 | 19 | 9 | [17 empty] | 0 | 0
9 | 19 | 10 | [17 empty] | 0 | 0
9 | 19 | 11 | [17 empty] | 0 | 0
9 | 19 | 12 | [17 empty] | 0 | 0
9 | 19 | 13 | [17 empty] | 0 | 0
9 | 19 | 14 | [17 empty] | 0 | 0
9 | 19 | 15 | [17 empty] | 0 | 0
9 | 19 | 16 | [17 empty] | 0 | 0
9 | 19 | 17 | [17 empty] | 0 | 0
9 | 19 | 18 | [17 empty] | 0 | 0
9 | 19 | 19 | [17 empty] | 0 | 0
9 | 19 | 20 | [17 empty] | 0 | 0
9 | 19 | 21 | [17 empty] | 0 | 0
9 | 19 | 22 | [17 empty] | 0 | 0
9 | 19 | 23 | [17 empty] | 0 | 0
9 | 19 | 24 | [17 empty] | 0 | 0
9 | 20 | 1 | [17 empty] | 0 | 0
9 | 20 | 2 | [17 empty] | 0 | 0
9 | 20 | 3 | [17 empty] | 0 | 0
9 | 20 | 4 | [17 empty] | 0 | 0
9 | 20 | 5 | [17 empty] | 0 | 0
9 | 20 | 6 | [17 empty] | 0 | 0
9 | 20 | 7 | [17 empty] | 0 | 0
9 | 20 | 8 | [17 empty] | 0 | 0
9 | 20 | 9 | [17 empty] | 0 | 0
9 | 20 | 10 | [17 empty] | 0 | 0
9 | 20 | 11 | [17 empty] | 0 | 0
9 | 20 | 12 | [17 empty] | 0 | 0
9 | 20 | 13 | [17 empty] | 0 | 0
9 | 20 | 14 | [17 empty] | 0 | 0
9 | 20 | 15 | [17 empty] | 0 | 0
9 | 20 | 16 | [17 empty] | 0 | 0
9 | 20 | 17 | [17 empty] | 0 | 0
9 | 20 | 18 | [17 empty] | 0 | 0
9 | 20 | 19 | [17 empty] | 0 | 0
9 | 20 | 20 | [17 empty] | 0 | 0
9 | 20 | 21 | [17 empty] | 0 | 0
9 | 20 | 22 | [17 empty] | 0 | 0
9 | 20 | 23 | [17 empty] | 0 | 0
9 | 20 | 24 | [17 empty] | 0 | 0
9 | 21 | 1 | [17 empty] | 0 | 0
9 | 21 | 2 | [17 empty] | 0 | 0
9 | 21 | 3 | [17 empty] | 0 | 0
9 | 21 | 4 | [17 empty] | 0 | 0
9 | 21 | 5 | [17 empty] | 0 | 0
9 | 21 | 6 | [17 empty] | 0 | 0
9 | 21 | 7 | [17 empty] | 0 | 0
9 | 21 | 8 | [17 empty] | 0 | 0
9 | 21 | 9 | [17 empty] | 0 | 0
9 | 21 | 10 | [17 empty] | 0 | 0
9 | 21 | 11 | [17 empty] | 0 | 0
9 | 21 | 12 | [17 empty] | 0 | 0
9 | 21 | 13 | [17 empty] | 0 | 0
9 | 21 | 14 | [17 empty] | 0 | 0
9 | 21 | 15 | [17 empty] | 0 | 0
9 | 21 | 16 | [17 empty] | 0 | 0
9 | 21 | 17 | [17 empty] | 0 | 0
9 | 21 | 18 | [17 empty] | 0 | 0
9 | 21 | 19 | [17 empty] | 0 | 0
9 | 21 | 20 | [17 empty] | 0 | 0
9 | 21 | 21 | [17 empty] | 0 | 0
9 | 21 | 22 | [17 empty] | 0 | 0
9 | 21 | 23 | [17 empty] | 0 | 0
9 | 21 | 24 | [17 empty] | 0 | 0
9 | 22 | 1 | [17 empty] | 0 | 0
9 | 22 | 2 | [17 empty] | 0 | 0
9 | 22 | 3 | [17 empty] | 0 | 0
9 | 22 | 4 | [17 empty] | 0 | 0
9 | 22 | 5 | [17 empty] | 0 | 0
9 | 22 | 6 | [17 empty] | 0 | 0
9 | 22 | 7 | [17 empty] | 0 | 0
9 | 22 | 8 | [17 empty] | 0 | 0
9 | 22 | 9 | [17 empty] | 0 | 0
9 | 22 | 10 | [17 empty] | 0 | 0
9 | 22 | 11 | [17 empty] | 0 | 0
9 | 22 | 12 | [17 empty] | 0 | 0
9 | 22 | 13 | [17 empty] | 0 | 0
9 | 22 | 14 | [17 empty] | 0 | 0
9 | 22 | 15 | [17 empty] | 0 | 0
9 | 22 | 16 | [17 empty] | 0 | 0
9 | 22 | 17 | [17 empty] | 0 | 0
9 | 22 | 18 | [17 empty] | 0 | 0
9 | 22 | 19 | [17 empty] | 0 | 0
9 | 22 | 20 | [17 empty] | 0 | 0
9 | 22 | 21 | [17 empty] | 0 | 0
9 | 22 | 22 | [17 empty] | 0 | 0
9 | 22 | 23 | [17 empty] | 0 | 0
9 | 22 | 24 | [17 empty] | 0 | 0
9 | 23 | 1 | [17 empty] | 0 | 0
9 | 23 | 2 | [17 empty] | 0 | 0
9 | 23 | 3 | [17 empty] | 0 | 0
9 | 23 | 4 | [17 empty] | 0 | 0
9 | 23 | 5 | [17 empty] | 0 | 0
9 | 23 | 6 | [17 empty] | 0 | 0
9 | 23 | 7 | [17 empty] | 0 | 0
9 | 23 | 8 | [17 empty] | 0 | 0
9 | 23 | 9 | [17 empty] | 0 | 0
9 | 23 | 10 | [17 empty] | 0 | 0
9 | 23 | 11 | [17 empty] | 0 | 0
9 | 23 | 12 | [17 empty] | 0 | 0
9 | 23 | 13 | [17 empty] | 0 | 0
9 | 23 | 14 | [17 empty] | 0 | 0
9 | 23 | 15 | [17 empty] | 0 | 0
9 | 23 | 16 | [17 empty] | 0 | 0
9 | 23 | 17 | [17 empty] | 0 | 0
9 | 23 | 18 | [17 empty] | 0 | 0
9 | 23 | 19 | [17 empty] | 0 | 0
9 | 23 | 20 | [17 empty] | 0 | 0
9 | 23 | 21 | [17 empty] | 0 | 0
9 | 23 | 22 | [17 empty] | 0 | 0
9 | 23 | 23 | [17 empty] | 0 | 0
9 | 23 | 24 | [17 empty] | 0 | 0
9 | 24 | 1 | [17 empty] | 0 | 0
9 | 24 | 2 | [17 empty] | 0 | 0
9 | 24 | 3 | [17 empty] | 0 | 0
9 | 24 | 4 | [17 empty] | 0 | 0
9 | 24 | 5 | [17 empty] | 0 | 0
9 | 24 | 6 | [17 empty] | 0 | 0
9 | 24 | 7 | [17 empty] | 0 | 0
9 | 24 | 8 | [17 empty] | 0 | 0
9 | 24 | 9 | [17 empty] | 0 | 0
9 | 24 | 10 | [17 empty] | 0 | 0
9 | 24 | 11 | [17 empty] | 0 | 0
9 | 24 | 12 | [17 empty] | 0 | 0
9 | 24 | 13 | [17 empty] | 0 | 0
9 | 24 | 14 | [17 empty] | 0 | 0
9 | 24 | 15 | [17 empty] | 0 | 0
9 | 24 | 16 | [17 empty] | 0 | 0
9 | 24 | 17 | [17 empty] | 0 | 0
9 | 24 | 18 | [17 empty] | 0 | 0
9 | 24 | 19 | [17 empty] | 0 | 0
9 | 24 | 20 | [17 empty] | 0 | 0
9 | 24 | 21 | [17 empty] | 0 | 0
9 | 24 | 22 | [17 empty] | 0 | 0
9 | 24 | 23 | [17 empty] | 0 | 0
9 | 24 | 24 | [17 empty] | 0 | 0
9 | 25 | 1 | [17 empty] | 0 | 0
9 | 25 | 2 | [17 empty] | 0 | 0
9 | 25 | 3 | [17 empty] | 0 | 0
9 | 25 | 4 | [17 empty] | 0 | 0
9 | 25 | 5 | [17 empty] | 0 | 0
9 | 25 | 6 | [17 empty] | 0 | 0
9 | 25 | 7 | [17 empty] | 0 | 0
9 | 25 | 8 | [17 empty] | 0 | 0
9 | 25 | 9 | [17 empty] | 0 | 0
9 | 25 | 10 | [17 empty] | 0 | 0
9 | 25 | 11 | [17 empty] | 0 | 0
9 | 25 | 12 | [17 empty] | 0 | 0
9 | 25 | 13 | [17 empty] | 0 | 0
9 | 25 | 14 | [17 empty] | 0 | 0
9 | 25 | 15 | [17 empty] | 0 | 0
9 | 25 | 16 | [17 empty] | 0 | 0
9 | 25 | 17 | [17 empty] | 0 | 0
9 | 25 | 18 | [17 empty] | 0 | 0
9 | 25 | 19 | [17 empty] | 0 | 0
9 | 25 | 20 | [17 empty] | 0 | 0
9 | 25 | 21 | [17 empty] | 0 | 0
9 | 25 | 22 | [17 empty] | 0 | 0
9 | 25 | 23 | [17 empty] | 0 | 0
9 | 25 | 24 | [17 empty] | 0 | 0
9 | 26 | 1 | [17 empty] | 0 | 0
9 | 26 | 2 | [17 empty] | 0 | 0
9 | 26 | 3 | [17 empty] | 0 | 0
9 | 26 | 4 | [17 empty] | 0 | 0
9 | 26 | 5 | [17 empty] | 0 | 0
9 | 26 | 6 | [17 empty] | 0 | 0
9 | 26 | 7 | [17 empty] | 0 | 0
9 | 26 | 8 | [17 empty] | 0 | 0
9 | 26 | 9 | [17 empty] | 0 | 0
9 | 26 | 10 | [17 empty] | 0 | 0
9 | 26 | 11 | [17 empty] | 0 | 0
9 | 26 | 12 | [17 empty] | 0 | 0
9 | 26 | 13 | [17 empty] | 0 | 0
9 | 26 | 14 | [17 empty] | 0 | 0
9 | 26 | 15 | [17 empty] | 0 | 0
9 | 26 | 16 | [17 empty] | 0 | 0
9 | 26 | 17 | [17 empty] | 0 | 0
9 | 26 | 18 | [17 empty] | 0 | 0
9 | 26 | 19 | [17 empty] | 0 | 0
9 | 26 | 20 | [17 empty] | 0 | 0
9 | 26 | 21 | [17 empty] | 0 | 0
9 | 26 | 22 | [17 empty] | 0 | 0
9 | 26 | 23 | [17 empty] | 0 | 0
9 | 26 | 24 | [17 empty] | 0 | 0
9 | 27 | 1 | [17 empty] | 0 | 0
9 | 27 | 2 | [17 empty] | 0 | 0
9 | 27 | 3 | [17 empty] | 0 | 0
9 | 27 | 4 | [17 empty] | 0 | 0
9 | 27 | 5 | [17 empty] | 0 | 0
9 | 27 | 6 | [17 empty] | 0 | 0
9 | 27 | 7 | [17 empty] | 0 | 0
9 | 27 | 8 | [17 empty] | 0 | 0
9 | 27 | 9 | [17 empty] | 0 | 0
9 | 27 | 10 | [17 empty] | 0 | 0
9 | 27 | 11 | [17 empty] | 0 | 0
9 | 27 | 12 | [17 empty] | 0 | 0
9 | 27 | 13 | [17 empty] | 0 | 0
9 | 27 | 14 | [17 empty] | 0 | 0
9 | 27 | 15 | [17 empty] | 0 | 0
9 | 27 | 16 | [17 empty] | 0 | 0
9 | 27 | 17 | [17 empty] | 0 | 0
9 | 27 | 18 | [17 empty] | 0 | 0
9 | 27 | 19 | [17 empty] | 0 | 0
9 | 27 | 20 | [17 empty] | 0 | 0
9 | 27 | 21 | [17 empty] | 0 | 0
9 | 27 | 22 | [17 empty] | 0 | 0
9 | 27 | 23 | [17 empty] | 0 | 0
9 | 27 | 24 | [17 empty] | 0 | 0
9 | 28 | 1 | [17 empty] | 0 | 0
9 | 28 | 2 | [17 empty] | 0 | 0
9 | 28 | 3 | [17 empty] | 0 | 0
9 | 28 | 4 | [17 empty] | 0 | 0
9 | 28 | 5 | [17 empty] | 0 | 0
9 | 28 | 6 | [17 empty] | 0 | 0
9 | 28 | 7 | [17 empty] | 0 | 0
9 | 28 | 8 | [17 empty] | 0 | 0
9 | 28 | 9 | [17 empty] | 0 | 0
9 | 28 | 10 | [17 empty] | 0 | 0
9 | 28 | 11 | [17 empty] | 0 | 0
9 | 28 | 12 | [17 empty] | 0 | 0
9 | 28 | 13 | [17 empty] | 0 | 0
9 | 28 | 14 | [17 empty] | 0 | 0
9 | 28 | 15 | [17 empty] | 0 | 0
9 | 28 | 16 | [17 empty] | 0 | 0
9 | 28 | 17 | [17 empty] | 0 | 0
9 | 28 | 18 | [17 empty] | 0 | 0
9 | 28 | 19 | [17 empty] | 0 | 0
9 | 28 | 20 | [17 empty] | 0 | 0
9 | 28 | 21 | [17 empty] | 0 | 0
9 | 28 | 22 | [17 empty] | 0 | 0
9 | 28 | 23 | [17 empty] | 0 | 0
9 | 28 | 24 | [17 empty] | 0 | 0
9 | 29 | 1 | [17 empty] | 0 | 0
9 | 29 | 2 | [17 empty] | 0 | 0
9 | 29 | 3 | [17 empty] | 0 | 0
9 | 29 | 4 | [17 empty] | 0 | 0
9 | 29 | 5 | [17 empty] | 0 | 0
9 | 29 | 6 | [17 empty] | 0 | 0
9 | 29 | 7 | [17 empty] | 0 | 0
9 | 29 | 8 | [17 empty] | 0 | 0
9 | 29 | 9 | [17 empty] | 0 | 0
9 | 29 | 10 | [17 empty] | 0 | 0
9 | 29 | 11 | [17 empty] | 0 | 0
9 | 29 | 12 | [17 empty] | 0 | 0
9 | 29 | 13 | [17 empty] | 0 | 0
9 | 29 | 14 | [17 empty] | 0 | 0
9 | 29 | 15 | [17 empty] | 0 | 0
9 | 29 | 16 | [17 empty] | 0 | 0
9 | 29 | 17 | [17 empty] | 0 | 0
9 | 29 | 18 | [17 empty] | 0 | 0
9 | 29 | 19 | [17 empty] | 0 | 0
9 | 29 | 20 | [17 empty] | 0 | 0
9 | 29 | 21 | [17 empty] | 0 | 0
9 | 29 | 22 | [17 empty] | 0 | 0
9 | 29 | 23 | [17 empty] | 0 | 0
9 | 29 | 24 | [17 empty] | 0 | 0
9 | 30 | 1 | [17 empty] | 0 | 0
9 | 30 | 2 | [17 empty] | 0 | 0
9 | 30 | 3 | [17 empty] | 0 | 0
9 | 30 | 4 | [17 empty] | 0 | 0
9 | 30 | 5 | [17 empty] | 0 | 0
9 | 30 | 6 | [17 empty] | 0 | 0
9 | 30 | 7 | [17 empty] | 0 | 0
9 | 30 | 8 | [17 empty] | 0 | 0
9 | 30 | 9 | [17 empty] | 0 | 0
9 | 30 | 10 | [17 empty] | 0 | 0
9 | 30 | 11 | [17 empty] | 0 | 0
9 | 30 | 12 | [17 empty] | 0 | 0
9 | 30 | 13 | [17 empty] | 0 | 0
9 | 30 | 14 | [17 empty] | 0 | 0
9 | 30 | 15 | [17 empty] | 0 | 0
9 | 30 | 16 | [17 empty] | 0 | 0
9 | 30 | 17 | [17 empty] | 0 | 0
9 | 30 | 18 | [17 empty] | 0 | 0
9 | 30 | 19 | [17 empty] | 0 | 0
9 | 30 | 20 | [17 empty] | 0 | 0
9 | 30 | 21 | [17 empty] | 0 | 0
9 | 30 | 22 | [17 empty] | 0 | 0
9 | 30 | 23 | [17 empty] | 0 | 0
9 | 30 | 24 | [17 empty] | 0 | 0
10 | 1 | 1 | [17 empty] | 0 | 0
10 | 1 | 2 | [17 empty] | 0 | 0
10 | 1 | 3 | [17 empty] | 0 | 0
10 | 1 | 4 | [17 empty] | 0 | 0
10 | 1 | 5 | [17 empty] | 0 | 0
10 | 1 | 6 | [17 empty] | 0 | 0
10 | 1 | 7 | [17 empty] | 0 | 0
10 | 1 | 8 | [17 empty] | 0 | 0
10 | 1 | 9 | [17 empty] | 0 | 0
10 | 1 | 10 | [17 empty] | 0 | 0
10 | 1 | 11 | [17 empty] | 0 | 0
10 | 1 | 12 | [17 empty] | 0 | 0
10 | 1 | 13 | [17 empty] | 0 | 0
10 | 1 | 14 | [17 empty] | 0 | 0
10 | 1 | 15 | [17 empty] | 0 | 0
10 | 1 | 16 | [17 empty] | 0 | 0
10 | 1 | 17 | [17 empty] | 0 | 0
10 | 1 | 18 | [17 empty] | 0 | 0
10 | 1 | 19 | [17 empty] | 0 | 0
10 | 1 | 20 | [17 empty] | 0 | 0
10 | 1 | 21 | [17 empty] | 0 | 0
10 | 1 | 22 | [17 empty] | 0 | 0
10 | 1 | 23 | [17 empty] | 0 | 0
10 | 1 | 24 | [17 empty] | 0 | 0
10 | 2 | 1 | [17 empty] | 0 | 0
10 | 2 | 2 | [17 empty] | 0 | 0
10 | 2 | 3 | [17 empty] | 0 | 0
10 | 2 | 4 | [17 empty] | 0 | 0
10 | 2 | 5 | [17 empty] | 0 | 0
10 | 2 | 6 | [17 empty] | 0 | 0
10 | 2 | 7 | [17 empty] | 0 | 0
10 | 2 | 8 | [17 empty] | 0 | 0
10 | 2 | 9 | [17 empty] | 0 | 0
10 | 2 | 10 | [17 empty] | 0 | 0
10 | 2 | 11 | [17 empty] | 0 | 0
10 | 2 | 12 | [17 empty] | 0 | 0
10 | 2 | 13 | [17 empty] | 0 | 0
10 | 2 | 14 | [17 empty] | 0 | 0
10 | 2 | 15 | [17 empty] | 0 | 0
10 | 2 | 16 | [17 empty] | 0 | 0
10 | 2 | 17 | [17 empty] | 0 | 0
10 | 2 | 18 | [17 empty] | 0 | 0
10 | 2 | 19 | [17 empty] | 0 | 0
10 | 2 | 20 | [17 empty] | 0 | 0
10 | 2 | 21 | [17 empty] | 0 | 0
10 | 2 | 22 | [17 empty] | 0 | 0
10 | 2 | 23 | [17 empty] | 0 | 0
10 | 2 | 24 | [17 empty] | 0 | 0
10 | 3 | 1 | [17 empty] | 0 | 0
10 | 3 | 2 | [17 empty] | 0 | 0
10 | 3 | 3 | [17 empty] | 0 | 0
10 | 3 | 4 | [17 empty] | 0 | 0
10 | 3 | 5 | [17 empty] | 0 | 0
10 | 3 | 6 | [17 empty] | 0 | 0
10 | 3 | 7 | [17 empty] | 0 | 0
10 | 3 | 8 | [17 empty] | 0 | 0
10 | 3 | 9 | [17 empty] | 0 | 0
10 | 3 | 10 | [17 empty] | 0 | 0
10 | 3 | 11 | [17 empty] | 0 | 0
10 | 3 | 12 | [17 empty] | 0 | 0
10 | 3 | 13 | [17 empty] | 0 | 0
10 | 3 | 14 | [17 empty] | 0 | 0
10 | 3 | 15 | [17 empty] | 0 | 0
10 | 3 | 16 | [17 empty] | 0 | 0
10 | 3 | 17 | [17 empty] | 0 | 0
10 | 3 | 18 | [17 empty] | 0 | 0
10 | 3 | 19 | [17 empty] | 0 | 0
10 | 3 | 20 | [17 empty] | 0 | 0
10 | 3 | 21 | [17 empty] | 0 | 0
10 | 3 | 22 | [17 empty] | 0 | 0
10 | 3 | 23 | [17 empty] | 0 | 0
10 | 3 | 24 | [17 empty] | 0 | 0
10 | 4 | 1 | [17 empty] | 0 | 0
10 | 4 | 2 | [17 empty] | 0 | 0
10 | 4 | 3 | [17 empty] | 0 | 0
10 | 4 | 4 | [17 empty] | 0 | 0
10 | 4 | 5 | [17 empty] | 0 | 0
10 | 4 | 6 | [17 empty] | 0 | 0
10 | 4 | 7 | [17 empty] | 0 | 0
10 | 4 | 8 | [17 empty] | 0 | 0
10 | 4 | 9 | [17 empty] | 0 | 0
10 | 4 | 10 | [17 empty] | 0 | 0
10 | 4 | 11 | [17 empty] | 0 | 0
10 | 4 | 12 | [17 empty] | 0 | 0
10 | 4 | 13 | [17 empty] | 0 | 0
10 | 4 | 14 | [17 empty] | 0 | 0
10 | 4 | 15 | [17 empty] | 0 | 0
10 | 4 | 16 | [17 empty] | 0 | 0
10 | 4 | 17 | [17 empty] | 0 | 0
10 | 4 | 18 | [17 empty] | 0 | 0
10 | 4 | 19 | [17 empty] | 0 | 0
10 | 4 | 20 | [17 empty] | 0 | 0
10 | 4 | 21 | [17 empty] | 0 | 0
10 | 4 | 22 | [17 empty] | 0 | 0
10 | 4 | 23 | [17 empty] | 0 | 0
10 | 4 | 24 | [17 empty] | 0 | 0
10 | 5 | 1 | [17 empty] | 0 | 0
10 | 5 | 2 | [17 empty] | 0 | 0
10 | 5 | 3 | [17 empty] | 0 | 0
10 | 5 | 4 | [17 empty] | 0 | 0
10 | 5 | 5 | [17 empty] | 0 | 0
10 | 5 | 6 | [17 empty] | 0 | 0
10 | 5 | 7 | [17 empty] | 0 | 0
10 | 5 | 8 | [17 empty] | 0 | 0
10 | 5 | 9 | [17 empty] | 0 | 0
10 | 5 | 10 | [17 empty] | 0 | 0
10 | 5 | 11 | [17 empty] | 0 | 0
10 | 5 | 12 | [17 empty] | 0 | 0
10 | 5 | 13 | [17 empty] | 0 | 0
10 | 5 | 14 | [17 empty] | 0 | 0
10 | 5 | 15 | [17 empty] | 0 | 0
10 | 5 | 16 | [17 empty] | 0 | 0
10 | 5 | 17 | [17 empty] | 0 | 0
10 | 5 | 18 | [17 empty] | 0 | 0
10 | 5 | 19 | [17 empty] | 0 | 0
10 | 5 | 20 | [17 empty] | 0 | 0
10 | 5 | 21 | [17 empty] | 0 | 0
10 | 5 | 22 | [17 empty] | 0 | 0
10 | 5 | 23 | [17 empty] | 0 | 0
10 | 5 | 24 | [17 empty] | 0 | 0
10 | 6 | 1 | [17 empty] | 0 | 0
10 | 6 | 2 | [17 empty] | 0 | 0
10 | 6 | 3 | [17 empty] | 0 | 0
10 | 6 | 4 | [17 empty] | 0 | 0
10 | 6 | 5 | [17 empty] | 0 | 0
10 | 6 | 6 | [17 empty] | 0 | 0
10 | 6 | 7 | [17 empty] | 0 | 0
10 | 6 | 8 | [17 empty] | 0 | 0
10 | 6 | 9 | [17 empty] | 0 | 0
10 | 6 | 10 | [17 empty] | 0 | 0
10 | 6 | 11 | [17 empty] | 0 | 0
10 | 6 | 12 | [17 empty] | 0 | 0
10 | 6 | 13 | [17 empty] | 0 | 0
10 | 6 | 14 | [17 empty] | 0 | 0
10 | 6 | 15 | [17 empty] | 0 | 0
10 | 6 | 16 | [17 empty] | 0 | 0
10 | 6 | 17 | [17 empty] | 0 | 0
10 | 6 | 18 | [17 empty] | 0 | 0
10 | 6 | 19 | [17 empty] | 0 | 0
10 | 6 | 20 | [17 empty] | 0 | 0
10 | 6 | 21 | [17 empty] | 0 | 0
10 | 6 | 22 | [17 empty] | 0 | 0
10 | 6 | 23 | [17 empty] | 0 | 0
10 | 6 | 24 | [17 empty] | 0 | 0
10 | 7 | 1 | [17 empty] | 0 | 0
10 | 7 | 2 | [17 empty] | 0 | 0
10 | 7 | 3 | [17 empty] | 0 | 0
10 | 7 | 4 | [17 empty] | 0 | 0
10 | 7 | 5 | [17 empty] | 0 | 0
10 | 7 | 6 | [17 empty] | 0 | 0
10 | 7 | 7 | [17 empty] | 0 | 0
10 | 7 | 8 | [17 empty] | 0 | 0
10 | 7 | 9 | [17 empty] | 0 | 0
10 | 7 | 10 | [17 empty] | 0 | 0
10 | 7 | 11 | [17 empty] | 0 | 0
10 | 7 | 12 | [17 empty] | 0 | 0
10 | 7 | 13 | [17 empty] | 0 | 0
10 | 7 | 14 | [17 empty] | 0 | 0
10 | 7 | 15 | [17 empty] | 0 | 0
10 | 7 | 16 | [17 empty] | 0 | 0
10 | 7 | 17 | [17 empty] | 0 | 0
10 | 7 | 18 | [17 empty] | 0 | 0
10 | 7 | 19 | [17 empty] | 0 | 0
10 | 7 | 20 | [17 empty] | 0 | 0
10 | 7 | 21 | [17 empty] | 0 | 0
10 | 7 | 22 | [17 empty] | 0 | 0
10 | 7 | 23 | [17 empty] | 0 | 0
10 | 7 | 24 | [17 empty] | 0 | 0
10 | 8 | 1 | [17 empty] | 0 | 0
10 | 8 | 2 | [17 empty] | 0 | 0
10 | 8 | 3 | [17 empty] | 0 | 0
10 | 8 | 4 | [17 empty] | 0 | 0
10 | 8 | 5 | [17 empty] | 0 | 0
10 | 8 | 6 | [17 empty] | 0 | 0
10 | 8 | 7 | [17 empty] | 0 | 0
10 | 8 | 8 | [17 empty] | 0 | 0
10 | 8 | 9 | [17 empty] | 0 | 0
10 | 8 | 10 | [17 empty] | 0 | 0
10 | 8 | 11 | [17 empty] | 0 | 0
10 | 8 | 12 | [17 empty] | 0 | 0
10 | 8 | 13 | [17 empty] | 0 | 0
10 | 8 | 14 | [17 empty] | 0 | 0
10 | 8 | 15 | [17 empty] | 0 | 0
10 | 8 | 16 | [17 empty] | 0 | 0
10 | 8 | 17 | [17 empty] | 0 | 0
10 | 8 | 18 | [17 empty] | 0 | 0
10 | 8 | 19 | [17 empty] | 0 | 0
10 | 8 | 20 | [17 empty] | 0 | 0
10 | 8 | 21 | [17 empty] | 0 | 0
10 | 8 | 22 | [17 empty] | 0 | 0
10 | 8 | 23 | [17 empty] | 0 | 0
10 | 8 | 24 | [17 empty] | 0 | 0
10 | 9 | 1 | [17 empty] | 0 | 0
10 | 9 | 2 | [17 empty] | 0 | 0
10 | 9 | 3 | [17 empty] | 0 | 0
10 | 9 | 4 | [17 empty] | 0 | 0
10 | 9 | 5 | [17 empty] | 0 | 0
10 | 9 | 6 | [17 empty] | 0 | 0
10 | 9 | 7 | [17 empty] | 0 | 0
10 | 9 | 8 | [17 empty] | 0 | 0
10 | 9 | 9 | [17 empty] | 0 | 0
10 | 9 | 10 | [17 empty] | 0 | 0
10 | 9 | 11 | [17 empty] | 0 | 0
10 | 9 | 12 | [17 empty] | 0 | 0
10 | 9 | 13 | [17 empty] | 0 | 0
10 | 9 | 14 | [17 empty] | 0 | 0
10 | 9 | 15 | [17 empty] | 0 | 0
10 | 9 | 16 | [17 empty] | 0 | 0
10 | 9 | 17 | [17 empty] | 0 | 0
10 | 9 | 18 | [17 empty] | 0 | 0
10 | 9 | 19 | [17 empty] | 0 | 0
10 | 9 | 20 | [17 empty] | 0 | 0
10 | 9 | 21 | [17 empty] | 0 | 0
10 | 9 | 22 | [17 empty] | 0 | 0
10 | 9 | 23 | [17 empty] | 0 | 0
10 | 9 | 24 | [17 empty] | 0 | 0
10 | 10 | 1 | [17 empty] | 0 | 0
10 | 10 | 2 | [17 empty] | 0 | 0
10 | 10 | 3 | [17 empty] | 0 | 0
10 | 10 | 4 | [17 empty] | 0 | 0
10 | 10 | 5 | [17 empty] | 0 | 0
10 | 10 | 6 | [17 empty] | 0 | 0
10 | 10 | 7 | [17 empty] | 0 | 0
10 | 10 | 8 | [17 empty] | 0 | 0
10 | 10 | 9 | [17 empty] | 0 | 0
10 | 10 | 10 | [17 empty] | 0 | 0
10 | 10 | 11 | [17 empty] | 0 | 0
10 | 10 | 12 | [17 empty] | 0 | 0
10 | 10 | 13 | [17 empty] | 0 | 0
10 | 10 | 14 | [17 empty] | 0 | 0
10 | 10 | 15 | [17 empty] | 0 | 0
10 | 10 | 16 | [17 empty] | 0 | 0
10 | 10 | 17 | [17 empty] | 0 | 0
10 | 10 | 18 | [17 empty] | 0 | 0
10 | 10 | 19 | [17 empty] | 0 | 0
10 | 10 | 20 | [17 empty] | 0 | 0
10 | 10 | 21 | [17 empty] | 0 | 0
10 | 10 | 22 | [17 empty] | 0 | 0
10 | 10 | 23 | [17 empty] | 0 | 0
10 | 10 | 24 | [17 empty] | 0 | 0
10 | 11 | 1 | [17 empty] | 0 | 0
10 | 11 | 2 | [17 empty] | 0 | 0
10 | 11 | 3 | [17 empty] | 0 | 0
10 | 11 | 4 | [17 empty] | 0 | 0
10 | 11 | 5 | [17 empty] | 0 | 0
10 | 11 | 6 | [17 empty] | 0 | 0
10 | 11 | 7 | [17 empty] | 0 | 0
10 | 11 | 8 | [17 empty] | 0 | 0
10 | 11 | 9 | [17 empty] | 0 | 0
10 | 11 | 10 | [17 empty] | 0 | 0
10 | 11 | 11 | [17 empty] | 0 | 0
10 | 11 | 12 | [17 empty] | 0 | 0
10 | 11 | 13 | [17 empty] | 0 | 0
10 | 11 | 14 | [17 empty] | 0 | 0
10 | 11 | 15 | [17 empty] | 0 | 0
10 | 11 | 16 | [17 empty] | 0 | 0
10 | 11 | 17 | [17 empty] | 0 | 0
10 | 11 | 18 | [17 empty] | 0 | 0
10 | 11 | 19 | [17 empty] | 0 | 0
10 | 11 | 20 | [17 empty] | 0 | 0
10 | 11 | 21 | [17 empty] | 0 | 0
10 | 11 | 22 | [17 empty] | 0 | 0
10 | 11 | 23 | [17 empty] | 0 | 0
10 | 11 | 24 | [17 empty] | 0 | 0
10 | 12 | 1 | [17 empty] | 0 | 0
10 | 12 | 2 | [17 empty] | 0 | 0
10 | 12 | 3 | [17 empty] | 0 | 0
10 | 12 | 4 | [17 empty] | 0 | 0
10 | 12 | 5 | [17 empty] | 0 | 0
10 | 12 | 6 | [17 empty] | 0 | 0
10 | 12 | 7 | [17 empty] | 0 | 0
10 | 12 | 8 | [17 empty] | 0 | 0
10 | 12 | 9 | [17 empty] | 0 | 0
10 | 12 | 10 | [17 empty] | 0 | 0
10 | 12 | 11 | [17 empty] | 0 | 0
10 | 12 | 12 | [17 empty] | 0 | 0
10 | 12 | 13 | [17 empty] | 0 | 0
10 | 12 | 14 | [17 empty] | 0 | 0
10 | 12 | 15 | [17 empty] | 0 | 0
10 | 12 | 16 | [17 empty] | 0 | 0
10 | 12 | 17 | [17 empty] | 0 | 0
10 | 12 | 18 | [17 empty] | 0 | 0
10 | 12 | 19 | [17 empty] | 0 | 0
10 | 12 | 20 | [17 empty] | 0 | 0
10 | 12 | 21 | [17 empty] | 0 | 0
10 | 12 | 22 | [17 empty] | 0 | 0
10 | 12 | 23 | [17 empty] | 0 | 0
10 | 12 | 24 | [17 empty] | 0 | 0
10 | 13 | 1 | [17 empty] | 0 | 0
10 | 13 | 2 | [17 empty] | 0 | 0
10 | 13 | 3 | [17 empty] | 0 | 0
10 | 13 | 4 | [17 empty] | 0 | 0
10 | 13 | 5 | [17 empty] | 0 | 0
10 | 13 | 6 | [17 empty] | 0 | 0
10 | 13 | 7 | [17 empty] | 0 | 0
10 | 13 | 8 | [17 empty] | 0 | 0
10 | 13 | 9 | [17 empty] | 0 | 0
10 | 13 | 10 | [17 empty] | 0 | 0
10 | 13 | 11 | [17 empty] | 0 | 0
10 | 13 | 12 | [17 empty] | 0 | 0
10 | 13 | 13 | [17 empty] | 0 | 0
10 | 13 | 14 | [17 empty] | 0 | 0
10 | 13 | 15 | [17 empty] | 0 | 0
10 | 13 | 16 | [17 empty] | 0 | 0
10 | 13 | 17 | [17 empty] | 0 | 0
10 | 13 | 18 | [17 empty] | 0 | 0
10 | 13 | 19 | [17 empty] | 0 | 0
10 | 13 | 20 | [17 empty] | 0 | 0
10 | 13 | 21 | [17 empty] | 0 | 0
10 | 13 | 22 | [17 empty] | 0 | 0
10 | 13 | 23 | [17 empty] | 0 | 0
10 | 13 | 24 | [17 empty] | 0 | 0
10 | 14 | 1 | [17 empty] | 0 | 0
10 | 14 | 2 | [17 empty] | 0 | 0
10 | 14 | 3 | [17 empty] | 0 | 0
10 | 14 | 4 | [17 empty] | 0 | 0
10 | 14 | 5 | [17 empty] | 0 | 0
10 | 14 | 6 | [17 empty] | 0 | 0
10 | 14 | 7 | [17 empty] | 0 | 0
10 | 14 | 8 | [17 empty] | 0 | 0
10 | 14 | 9 | [17 empty] | 0 | 0
10 | 14 | 10 | [17 empty] | 0 | 0
10 | 14 | 11 | [17 empty] | 0 | 0
10 | 14 | 12 | [17 empty] | 0 | 0
10 | 14 | 13 | [17 empty] | 0 | 0
10 | 14 | 14 | [17 empty] | 0 | 0
10 | 14 | 15 | [17 empty] | 0 | 0
10 | 14 | 16 | [17 empty] | 0 | 0
10 | 14 | 17 | [17 empty] | 0 | 0
10 | 14 | 18 | [17 empty] | 0 | 0
10 | 14 | 19 | [17 empty] | 0 | 0
10 | 14 | 20 | [17 empty] | 0 | 0
10 | 14 | 21 | [17 empty] | 0 | 0
10 | 14 | 22 | [17 empty] | 0 | 0
10 | 14 | 23 | [17 empty] | 0 | 0
10 | 14 | 24 | [17 empty] | 0 | 0
10 | 15 | 1 | [17 empty] | 0 | 0
10 | 15 | 2 | [17 empty] | 0 | 0
10 | 15 | 3 | [17 empty] | 0 | 0
10 | 15 | 4 | [17 empty] | 0 | 0
10 | 15 | 5 | [17 empty] | 0 | 0
10 | 15 | 6 | [17 empty] | 0 | 0
10 | 15 | 7 | [17 empty] | 0 | 0
10 | 15 | 8 | [17 empty] | 0 | 0
10 | 15 | 9 | [17 empty] | 0 | 0
10 | 15 | 10 | [17 empty] | 0 | 0
10 | 15 | 11 | [17 empty] | 0 | 0
10 | 15 | 12 | [17 empty] | 0 | 0
10 | 15 | 13 | [17 empty] | 0 | 0
10 | 15 | 14 | [17 empty] | 0 | 0
10 | 15 | 15 | [17 empty] | 0 | 0
10 | 15 | 16 | [17 empty] | 0 | 0
10 | 15 | 17 | [17 empty] | 0 | 0
10 | 15 | 18 | [17 empty] | 0 | 0
10 | 15 | 19 | [17 empty] | 0 | 0
10 | 15 | 20 | [17 empty] | 0 | 0
10 | 15 | 21 | [17 empty] | 0 | 0
10 | 15 | 22 | [17 empty] | 0 | 0
10 | 15 | 23 | [17 empty] | 0 | 0
10 | 15 | 24 | [17 empty] | 0 | 0
10 | 16 | 1 | [17 empty] | 0 | 0
10 | 16 | 2 | [17 empty] | 0 | 0
10 | 16 | 3 | [17 empty] | 0 | 0
10 | 16 | 4 | [17 empty] | 0 | 0
10 | 16 | 5 | [17 empty] | 0 | 0
10 | 16 | 6 | [17 empty] | 0 | 0
10 | 16 | 7 | [17 empty] | 0 | 0
10 | 16 | 8 | [17 empty] | 0 | 0
10 | 16 | 9 | [17 empty] | 0 | 0
10 | 16 | 10 | [17 empty] | 0 | 0
10 | 16 | 11 | [17 empty] | 0 | 0
10 | 16 | 12 | [17 empty] | 0 | 0
10 | 16 | 13 | [17 empty] | 0 | 0
10 | 16 | 14 | [17 empty] | 0 | 0
10 | 16 | 15 | [17 empty] | 0 | 0
10 | 16 | 16 | [17 empty] | 0 | 0
10 | 16 | 17 | [17 empty] | 0 | 0
10 | 16 | 18 | [17 empty] | 0 | 0
10 | 16 | 19 | [17 empty] | 0 | 0
10 | 16 | 20 | [17 empty] | 0 | 0
10 | 16 | 21 | [17 empty] | 0 | 0
10 | 16 | 22 | [17 empty] | 0 | 0
10 | 16 | 23 | [17 empty] | 0 | 0
10 | 16 | 24 | [17 empty] | 0 | 0
10 | 17 | 1 | [17 empty] | 0 | 0
10 | 17 | 2 | [17 empty] | 0 | 0
10 | 17 | 3 | [17 empty] | 0 | 0
10 | 17 | 4 | [17 empty] | 0 | 0
10 | 17 | 5 | [17 empty] | 0 | 0
10 | 17 | 6 | [17 empty] | 0 | 0
10 | 17 | 7 | [17 empty] | 0 | 0
10 | 17 | 8 | [17 empty] | 0 | 0
10 | 17 | 9 | [17 empty] | 0 | 0
10 | 17 | 10 | [17 empty] | 0 | 0
10 | 17 | 11 | [17 empty] | 0 | 0
10 | 17 | 12 | [17 empty] | 0 | 0
10 | 17 | 13 | [17 empty] | 0 | 0
10 | 17 | 14 | [17 empty] | 0 | 0
10 | 17 | 15 | [17 empty] | 0 | 0
10 | 17 | 16 | [17 empty] | 0 | 0
10 | 17 | 17 | [17 empty] | 0 | 0
10 | 17 | 18 | [17 empty] | 0 | 0
10 | 17 | 19 | [17 empty] | 0 | 0
10 | 17 | 20 | [17 empty] | 0 | 0
10 | 17 | 21 | [17 empty] | 0 | 0
10 | 17 | 22 | [17 empty] | 0 | 0
10 | 17 | 23 | [17 empty] | 0 | 0
10 | 17 | 24 | [17 empty] | 0 | 0
10 | 18 | 1 | [17 empty] | 0 | 0
10 | 18 | 2 | [17 empty] | 0 | 0
10 | 18 | 3 | [17 empty] | 0 | 0
10 | 18 | 4 | [17 empty] | 0 | 0
10 | 18 | 5 | [17 empty] | 0 | 0
10 | 18 | 6 | [17 empty] | 0 | 0
10 | 18 | 7 | [17 empty] | 0 | 0
10 | 18 | 8 | [17 empty] | 0 | 0
10 | 18 | 9 | [17 empty] | 0 | 0
10 | 18 | 10 | [17 empty] | 0 | 0
10 | 18 | 11 | [17 empty] | 0 | 0
10 | 18 | 12 | [17 empty] | 0 | 0
10 | 18 | 13 | [17 empty] | 0 | 0
10 | 18 | 14 | [17 empty] | 0 | 0
10 | 18 | 15 | [17 empty] | 0 | 0
10 | 18 | 16 | [17 empty] | 0 | 0
10 | 18 | 17 | [17 empty] | 0 | 0
10 | 18 | 18 | [17 empty] | 0 | 0
10 | 18 | 19 | [17 empty] | 0 | 0
10 | 18 | 20 | [17 empty] | 0 | 0
10 | 18 | 21 | [17 empty] | 0 | 0
10 | 18 | 22 | [17 empty] | 0 | 0
10 | 18 | 23 | [17 empty] | 0 | 0
10 | 18 | 24 | [17 empty] | 0 | 0
10 | 19 | 1 | [17 empty] | 0 | 0
10 | 19 | 2 | [17 empty] | 0 | 0
10 | 19 | 3 | [17 empty] | 0 | 0
10 | 19 | 4 | [17 empty] | 0 | 0
10 | 19 | 5 | [17 empty] | 0 | 0
10 | 19 | 6 | [17 empty] | 0 | 0
10 | 19 | 7 | [17 empty] | 0 | 0
10 | 19 | 8 | [17 empty] | 0 | 0
10 | 19 | 9 | [17 empty] | 0 | 0
10 | 19 | 10 | [17 empty] | 0 | 0
10 | 19 | 11 | [17 empty] | 0 | 0
10 | 19 | 12 | [17 empty] | 0 | 0
10 | 19 | 13 | [17 empty] | 0 | 0
10 | 19 | 14 | [17 empty] | 0 | 0
10 | 19 | 15 | [17 empty] | 0 | 0
10 | 19 | 16 | [17 empty] | 0 | 0
10 | 19 | 17 | [17 empty] | 0 | 0
10 | 19 | 18 | [17 empty] | 0 | 0
10 | 19 | 19 | [17 empty] | 0 | 0
10 | 19 | 20 | [17 empty] | 0 | 0
10 | 19 | 21 | [17 empty] | 0 | 0
10 | 19 | 22 | [17 empty] | 0 | 0
10 | 19 | 23 | [17 empty] | 0 | 0
10 | 19 | 24 | [17 empty] | 0 | 0
10 | 20 | 1 | [17 empty] | 0 | 0
10 | 20 | 2 | [17 empty] | 0 | 0
10 | 20 | 3 | [17 empty] | 0 | 0
10 | 20 | 4 | [17 empty] | 0 | 0
10 | 20 | 5 | [17 empty] | 0 | 0
10 | 20 | 6 | [17 empty] | 0 | 0
10 | 20 | 7 | [17 empty] | 0 | 0
10 | 20 | 8 | [17 empty] | 0 | 0
10 | 20 | 9 | [17 empty] | 0 | 0
10 | 20 | 10 | [17 empty] | 0 | 0
10 | 20 | 11 | [17 empty] | 0 | 0
10 | 20 | 12 | [17 empty] | 0 | 0
10 | 20 | 13 | [17 empty] | 0 | 0
10 | 20 | 14 | [17 empty] | 0 | 0
10 | 20 | 15 | [17 empty] | 0 | 0
10 | 20 | 16 | [17 empty] | 0 | 0
10 | 20 | 17 | [17 empty] | 0 | 0
10 | 20 | 18 | [17 empty] | 0 | 0
10 | 20 | 19 | [17 empty] | 0 | 0
10 | 20 | 20 | [17 empty] | 0 | 0
10 | 20 | 21 | [17 empty] | 0 | 0
10 | 20 | 22 | [17 empty] | 0 | 0
10 | 20 | 23 | [17 empty] | 0 | 0
10 | 20 | 24 | [17 empty] | 0 | 0
10 | 21 | 1 | [17 empty] | 0 | 0
10 | 21 | 2 | [17 empty] | 0 | 0
10 | 21 | 3 | [17 empty] | 0 | 0
10 | 21 | 4 | [17 empty] | 0 | 0
10 | 21 | 5 | [17 empty] | 0 | 0
10 | 21 | 6 | [17 empty] | 0 | 0
10 | 21 | 7 | [17 empty] | 0 | 0
10 | 21 | 8 | [17 empty] | 0 | 0
10 | 21 | 9 | [17 empty] | 0 | 0
10 | 21 | 10 | [17 empty] | 0 | 0
10 | 21 | 11 | [17 empty] | 0 | 0
10 | 21 | 12 | [17 empty] | 0 | 0
10 | 21 | 13 | [17 empty] | 0 | 0
10 | 21 | 14 | [17 empty] | 0 | 0
10 | 21 | 15 | [17 empty] | 0 | 0
10 | 21 | 16 | [17 empty] | 0 | 0
10 | 21 | 17 | [17 empty] | 0 | 0
10 | 21 | 18 | [17 empty] | 0 | 0
10 | 21 | 19 | [17 empty] | 0 | 0
10 | 21 | 20 | [17 empty] | 0 | 0
10 | 21 | 21 | [17 empty] | 0 | 0
10 | 21 | 22 | [17 empty] | 0 | 0
10 | 21 | 23 | [17 empty] | 0 | 0
10 | 21 | 24 | [17 empty] | 0 | 0
10 | 22 | 1 | [17 empty] | 0 | 0
10 | 22 | 2 | [17 empty] | 0 | 0
10 | 22 | 3 | [17 empty] | 0 | 0
10 | 22 | 4 | [17 empty] | 0 | 0
10 | 22 | 5 | [17 empty] | 0 | 0
10 | 22 | 6 | [17 empty] | 0 | 0
10 | 22 | 7 | [17 empty] | 0 | 0
10 | 22 | 8 | [17 empty] | 0 | 0
10 | 22 | 9 | [17 empty] | 0 | 0
10 | 22 | 10 | [17 empty] | 0 | 0
10 | 22 | 11 | [17 empty] | 0 | 0
10 | 22 | 12 | [17 empty] | 0 | 0
10 | 22 | 13 | [17 empty] | 0 | 0
10 | 22 | 14 | [17 empty] | 0 | 0
10 | 22 | 15 | [17 empty] | 0 | 0
10 | 22 | 16 | [17 empty] | 0 | 0
10 | 22 | 17 | [17 empty] | 0 | 0
10 | 22 | 18 | [17 empty] | 0 | 0
10 | 22 | 19 | [17 empty] | 0 | 0
10 | 22 | 20 | [17 empty] | 0 | 0
10 | 22 | 21 | [17 empty] | 0 | 0
10 | 22 | 22 | [17 empty] | 0 | 0
10 | 22 | 23 | [17 empty] | 0 | 0
10 | 22 | 24 | [17 empty] | 0 | 0
10 | 23 | 1 | [17 empty] | 0 | 0
10 | 23 | 2 | [17 empty] | 0 | 0
10 | 23 | 3 | [17 empty] | 0 | 0
10 | 23 | 4 | [17 empty] | 0 | 0
10 | 23 | 5 | [17 empty] | 0 | 0
10 | 23 | 6 | [17 empty] | 0 | 0
10 | 23 | 7 | [17 empty] | 0 | 0
10 | 23 | 8 | [17 empty] | 0 | 0
10 | 23 | 9 | [17 empty] | 0 | 0
10 | 23 | 10 | [17 empty] | 0 | 0
10 | 23 | 11 | [17 empty] | 0 | 0
10 | 23 | 12 | [17 empty] | 0 | 0
10 | 23 | 13 | [17 empty] | 0 | 0
10 | 23 | 14 | [17 empty] | 0 | 0
10 | 23 | 15 | [17 empty] | 0 | 0
10 | 23 | 16 | [17 empty] | 0 | 0
10 | 23 | 17 | [17 empty] | 0 | 0
10 | 23 | 18 | [17 empty] | 0 | 0
10 | 23 | 19 | [17 empty] | 0 | 0
10 | 23 | 20 | [17 empty] | 0 | 0
10 | 23 | 21 | [17 empty] | 0 | 0
10 | 23 | 22 | [17 empty] | 0 | 0
10 | 23 | 23 | [17 empty] | 0 | 0
10 | 23 | 24 | [17 empty] | 0 | 0
10 | 24 | 1 | [17 empty] | 0 | 0
10 | 24 | 2 | [17 empty] | 0 | 0
10 | 24 | 3 | [17 empty] | 0 | 0
10 | 24 | 4 | [17 empty] | 0 | 0
10 | 24 | 5 | [17 empty] | 0 | 0
10 | 24 | 6 | [17 empty] | 0 | 0
10 | 24 | 7 | [17 empty] | 0 | 0
10 | 24 | 8 | [17 empty] | 0 | 0
10 | 24 | 9 | [17 empty] | 0 | 0
10 | 24 | 10 | [17 empty] | 0 | 0
10 | 24 | 11 | [17 empty] | 0 | 0
10 | 24 | 12 | [17 empty] | 0 | 0
10 | 24 | 13 | [17 empty] | 0 | 0
10 | 24 | 14 | [17 empty] | 0 | 0
10 | 24 | 15 | [17 empty] | 0 | 0
10 | 24 | 16 | [17 empty] | 0 | 0
10 | 24 | 17 | [17 empty] | 0 | 0
10 | 24 | 18 | [17 empty] | 0 | 0
10 | 24 | 19 | [17 empty] | 0 | 0
10 | 24 | 20 | [17 empty] | 0 | 0
10 | 24 | 21 | [17 empty] | 0 | 0
10 | 24 | 22 | [17 empty] | 0 | 0
10 | 24 | 23 | [17 empty] | 0 | 0
10 | 24 | 24 | [17 empty] | 0 | 0
10 | 25 | 1 | [17 empty] | 0 | 0
10 | 25 | 2 | [17 empty] | 0 | 0
10 | 25 | 3 | [17 empty] | 0 | 0
10 | 25 | 4 | [17 empty] | 0 | 0
10 | 25 | 5 | [17 empty] | 0 | 0
10 | 25 | 6 | [17 empty] | 0 | 0
10 | 25 | 7 | [17 empty] | 0 | 0
10 | 25 | 8 | [17 empty] | 0 | 0
10 | 25 | 9 | [17 empty] | 0 | 0
10 | 25 | 10 | [17 empty] | 0 | 0
10 | 25 | 11 | [17 empty] | 0 | 0
10 | 25 | 12 | [17 empty] | 0 | 0
10 | 25 | 13 | [17 empty] | 0 | 0
10 | 25 | 14 | [17 empty] | 0 | 0
10 | 25 | 15 | [17 empty] | 0 | 0
10 | 25 | 16 | [17 empty] | 0 | 0
10 | 25 | 17 | [17 empty] | 0 | 0
10 | 25 | 18 | [17 empty] | 0 | 0
10 | 25 | 19 | [17 empty] | 0 | 0
10 | 25 | 20 | [17 empty] | 0 | 0
10 | 25 | 21 | [17 empty] | 0 | 0
10 | 25 | 22 | [17 empty] | 0 | 0
10 | 25 | 23 | [17 empty] | 0 | 0
10 | 25 | 24 | [17 empty] | 0 | 0
10 | 26 | 1 | [17 empty] | 0 | 0
10 | 26 | 2 | [17 empty] | 0 | 0
10 | 26 | 3 | [17 empty] | 0 | 0
10 | 26 | 4 | [17 empty] | 0 | 0
10 | 26 | 5 | [17 empty] | 0 | 0
10 | 26 | 6 | [17 empty] | 0 | 0
10 | 26 | 7 | [17 empty] | 0 | 0
10 | 26 | 8 | [17 empty] | 0 | 0
10 | 26 | 9 | [17 empty] | 0 | 0
10 | 26 | 10 | [17 empty] | 0 | 0
10 | 26 | 11 | [17 empty] | 0 | 0
10 | 26 | 12 | [17 empty] | 0 | 0
10 | 26 | 13 | [17 empty] | 0 | 0
10 | 26 | 14 | [17 empty] | 0 | 0
10 | 26 | 15 | [17 empty] | 0 | 0
10 | 26 | 16 | [17 empty] | 0 | 0
10 | 26 | 17 | [17 empty] | 0 | 0
10 | 26 | 18 | [17 empty] | 0 | 0
10 | 26 | 19 | [17 empty] | 0 | 0
10 | 26 | 20 | [17 empty] | 0 | 0
10 | 26 | 21 | [17 empty] | 0 | 0
10 | 26 | 22 | [17 empty] | 0 | 0
10 | 26 | 23 | [17 empty] | 0 | 0
10 | 26 | 24 | [17 empty] | 0 | 0
10 | 27 | 1 | [17 empty] | 0 | 0
10 | 27 | 2 | [17 empty] | 0 | 0
10 | 27 | 3 | [17 empty] | 0 | 0
10 | 27 | 4 | [17 empty] | 0 | 0
10 | 27 | 5 | [17 empty] | 0 | 0
10 | 27 | 6 | [17 empty] | 0 | 0
10 | 27 | 7 | [17 empty] | 0 | 0
10 | 27 | 8 | [17 empty] | 0 | 0
10 | 27 | 9 | [17 empty] | 0 | 0
10 | 27 | 10 | [17 empty] | 0 | 0
10 | 27 | 11 | [17 empty] | 0 | 0
10 | 27 | 12 | [17 empty] | 0 | 0
10 | 27 | 13 | [17 empty] | 0 | 0
10 | 27 | 14 | [17 empty] | 0 | 0
10 | 27 | 15 | [17 empty] | 0 | 0
10 | 27 | 16 | [17 empty] | 0 | 0
10 | 27 | 17 | [17 empty] | 0 | 0
10 | 27 | 18 | [17 empty] | 0 | 0
10 | 27 | 19 | [17 empty] | 0 | 0
10 | 27 | 20 | [17 empty] | 0 | 0
10 | 27 | 21 | [17 empty] | 0 | 0
10 | 27 | 22 | [17 empty] | 0 | 0
10 | 27 | 23 | [17 empty] | 0 | 0
10 | 27 | 24 | [17 empty] | 0 | 0
10 | 28 | 1 | [17 empty] | 0 | 0
10 | 28 | 2 | [17 empty] | 0 | 0
10 | 28 | 3 | [17 empty] | 0 | 0
10 | 28 | 4 | [17 empty] | 0 | 0
10 | 28 | 5 | [17 empty] | 0 | 0
10 | 28 | 6 | [17 empty] | 0 | 0
10 | 28 | 7 | [17 empty] | 0 | 0
10 | 28 | 8 | [17 empty] | 0 | 0
10 | 28 | 9 | [17 empty] | 0 | 0
10 | 28 | 10 | [17 empty] | 0 | 0
10 | 28 | 11 | [17 empty] | 0 | 0
10 | 28 | 12 | [17 empty] | 0 | 0
10 | 28 | 13 | [17 empty] | 0 | 0
10 | 28 | 14 | [17 empty] | 0 | 0
10 | 28 | 15 | [17 empty] | 0 | 0
10 | 28 | 16 | [17 empty] | 0 | 0
10 | 28 | 17 | [17 empty] | 0 | 0
10 | 28 | 18 | [17 empty] | 0 | 0
10 | 28 | 19 | [17 empty] | 0 | 0
10 | 28 | 20 | [17 empty] | 0 | 0
10 | 28 | 21 | [17 empty] | 0 | 0
10 | 28 | 22 | [17 empty] | 0 | 0
10 | 28 | 23 | [17 empty] | 0 | 0
10 | 28 | 24 | [17 empty] | 0 | 0
10 | 29 | 1 | [17 empty] | 0 | 0
10 | 29 | 2 | [17 empty] | 0 | 0
10 | 29 | 3 | [17 empty] | 0 | 0
10 | 29 | 4 | [17 empty] | 0 | 0
10 | 29 | 5 | [17 empty] | 0 | 0
10 | 29 | 6 | [17 empty] | 0 | 0
10 | 29 | 7 | [17 empty] | 0 | 0
10 | 29 | 8 | [17 empty] | 0 | 0
10 | 29 | 9 | [17 empty] | 0 | 0
10 | 29 | 10 | [17 empty] | 0 | 0
10 | 29 | 11 | [17 empty] | 0 | 0
10 | 29 | 12 | [17 empty] | 0 | 0
10 | 29 | 13 | [17 empty] | 0 | 0
10 | 29 | 14 | [17 empty] | 0 | 0
10 | 29 | 15 | [17 empty] | 0 | 0
10 | 29 | 16 | [17 empty] | 0 | 0
10 | 29 | 17 | [17 empty] | 0 | 0
10 | 29 | 18 | [17 empty] | 0 | 0
10 | 29 | 19 | [17 empty] | 0 | 0
10 | 29 | 20 | [17 empty] | 0 | 0
10 | 29 | 21 | [17 empty] | 0 | 0
10 | 29 | 22 | [17 empty] | 0 | 0
10 | 29 | 23 | [17 empty] | 0 | 0
10 | 29 | 24 | [17 empty] | 0 | 0
10 | 30 | 1 | [17 empty] | 0 | 0
10 | 30 | 2 | [17 empty] | 0 | 0
10 | 30 | 3 | [17 empty] | 0 | 0
10 | 30 | 4 | [17 empty] | 0 | 0
10 | 30 | 5 | [17 empty] | 0 | 0
10 | 30 | 6 | [17 empty] | 0 | 0
10 | 30 | 7 | [17 empty] | 0 | 0
10 | 30 | 8 | [17 empty] | 0 | 0
10 | 30 | 9 | [17 empty] | 0 | 0
10 | 30 | 10 | [17 empty] | 0 | 0
10 | 30 | 11 | [17 empty] | 0 | 0
10 | 30 | 12 | [17 empty] | 0 | 0
10 | 30 | 13 | [17 empty] | 0 | 0
10 | 30 | 14 | [17 empty] | 0 | 0
10 | 30 | 15 | [17 empty] | 0 | 0
10 | 30 | 16 | [17 empty] | 0 | 0
10 | 30 | 17 | [17 empty] | 0 | 0
10 | 30 | 18 | [17 empty] | 0 | 0
10 | 30 | 19 | [17 empty] | 0 | 0
10 | 30 | 20 | [17 empty] | 0 | 0
10 | 30 | 21 | [17 empty] | 0 | 0
10 | 30 | 22 | [17 empty] | 0 | 0
10 | 30 | 23 | [17 empty] | 0 | 0
10 | 30 | 24 | [17 empty] | 0 | 0
10 | 31 | 1 | [17 empty] | 0 | 0
10 | 31 | 2 | [17 empty] | 0 | 0
10 | 31 | 3 | [17 empty] | 0 | 0
10 | 31 | 4 | [17 empty] | 0 | 0
10 | 31 | 5 | [17 empty] | 0 | 0
10 | 31 | 6 | [17 empty] | 0 | 0
10 | 31 | 7 | [17 empty] | 0 | 0
10 | 31 | 8 | [17 empty] | 0 | 0
10 | 31 | 9 | [17 empty] | 0 | 0
10 | 31 | 10 | [17 empty] | 0 | 0
10 | 31 | 11 | [17 empty] | 0 | 0
10 | 31 | 12 | [17 empty] | 0 | 0
10 | 31 | 13 | [17 empty] | 0 | 0
10 | 31 | 14 | [17 empty] | 0 | 0
10 | 31 | 15 | [17 empty] | 0 | 0
10 | 31 | 16 | [17 empty] | 0 | 0
10 | 31 | 17 | [17 empty] | 0 | 0
10 | 31 | 18 | [17 empty] | 0 | 0
10 | 31 | 19 | [17 empty] | 0 | 0
10 | 31 | 20 | [17 empty] | 0 | 0
10 | 31 | 21 | [17 empty] | 0 | 0
10 | 31 | 22 | [17 empty] | 0 | 0
10 | 31 | 23 | [17 empty] | 0 | 0
10 | 31 | 24 | [17 empty] | 0 | 0
11 | 1 | 1 | [17 empty] | 0 | 0
11 | 1 | 2 | [17 empty] | 0 | 0
11 | 1 | 3 | [17 empty] | 0 | 0
11 | 1 | 4 | [17 empty] | 0 | 0
11 | 1 | 5 | [17 empty] | 0 | 0
11 | 1 | 6 | [17 empty] | 0 | 0
11 | 1 | 7 | [17 empty] | 0 | 0
11 | 1 | 8 | [17 empty] | 0 | 0
11 | 1 | 9 | [17 empty] | 0 | 0
11 | 1 | 10 | [17 empty] | 0 | 0
11 | 1 | 11 | [17 empty] | 0 | 0
11 | 1 | 12 | [17 empty] | 0 | 0
11 | 1 | 13 | [17 empty] | 0 | 0
11 | 1 | 14 | [17 empty] | 0 | 0
11 | 1 | 15 | [17 empty] | 0 | 0
11 | 1 | 16 | [17 empty] | 0 | 0
11 | 1 | 17 | [17 empty] | 0 | 0
11 | 1 | 18 | [17 empty] | 0 | 0
11 | 1 | 19 | [17 empty] | 0 | 0
11 | 1 | 20 | [17 empty] | 0 | 0
11 | 1 | 21 | [17 empty] | 0 | 0
11 | 1 | 22 | [17 empty] | 0 | 0
11 | 1 | 23 | [17 empty] | 0 | 0
11 | 1 | 24 | [17 empty] | 0 | 0
11 | 2 | 1 | [17 empty] | 0 | 0
11 | 2 | 2 | [17 empty] | 0 | 0
11 | 2 | 3 | [17 empty] | 0 | 0
11 | 2 | 4 | [17 empty] | 0 | 0
11 | 2 | 5 | [17 empty] | 0 | 0
11 | 2 | 6 | [17 empty] | 0 | 0
11 | 2 | 7 | [17 empty] | 0 | 0
11 | 2 | 8 | [17 empty] | 0 | 0
11 | 2 | 9 | [17 empty] | 0 | 0
11 | 2 | 10 | [17 empty] | 0 | 0
11 | 2 | 11 | [17 empty] | 0 | 0
11 | 2 | 12 | [17 empty] | 0 | 0
11 | 2 | 13 | [17 empty] | 0 | 0
11 | 2 | 14 | [17 empty] | 0 | 0
11 | 2 | 15 | [17 empty] | 0 | 0
11 | 2 | 16 | [17 empty] | 0 | 0
11 | 2 | 17 | [17 empty] | 0 | 0
11 | 2 | 18 | [17 empty] | 0 | 0
11 | 2 | 19 | [17 empty] | 0 | 0
11 | 2 | 20 | [17 empty] | 0 | 0
11 | 2 | 21 | [17 empty] | 0 | 0
11 | 2 | 22 | [17 empty] | 0 | 0
11 | 2 | 23 | [17 empty] | 0 | 0
11 | 2 | 24 | [17 empty] | 0 | 0
11 | 3 | 1 | [17 empty] | 0 | 0
11 | 3 | 2 | [17 empty] | 0 | 0
11 | 3 | 3 | [17 empty] | 0 | 0
11 | 3 | 4 | [17 empty] | 0 | 0
11 | 3 | 5 | [17 empty] | 0 | 0
11 | 3 | 6 | [17 empty] | 0 | 0
11 | 3 | 7 | [17 empty] | 0 | 0
11 | 3 | 8 | [17 empty] | 0 | 0
11 | 3 | 9 | [17 empty] | 0 | 0
11 | 3 | 10 | [17 empty] | 0 | 0
11 | 3 | 11 | [17 empty] | 0 | 0
11 | 3 | 12 | [17 empty] | 0 | 0
11 | 3 | 13 | [17 empty] | 0 | 0
11 | 3 | 14 | [17 empty] | 0 | 0
11 | 3 | 15 | [17 empty] | 0 | 0
11 | 3 | 16 | [17 empty] | 0 | 0
11 | 3 | 17 | [17 empty] | 0 | 0
11 | 3 | 18 | [17 empty] | 0 | 0
11 | 3 | 19 | [17 empty] | 0 | 0
11 | 3 | 20 | [17 empty] | 0 | 0
11 | 3 | 21 | [17 empty] | 0 | 0
11 | 3 | 22 | [17 empty] | 0 | 0
11 | 3 | 23 | [17 empty] | 0 | 0
11 | 3 | 24 | [17 empty] | 0 | 0
11 | 4 | 1 | [17 empty] | 0 | 0
11 | 4 | 2 | [17 empty] | 0 | 0
11 | 4 | 3 | [17 empty] | 0 | 0
11 | 4 | 4 | [17 empty] | 0 | 0
11 | 4 | 5 | [17 empty] | 0 | 0
11 | 4 | 6 | [17 empty] | 0 | 0
11 | 4 | 7 | [17 empty] | 0 | 0
11 | 4 | 8 | [17 empty] | 0 | 0
11 | 4 | 9 | [17 empty] | 0 | 0
11 | 4 | 10 | [17 empty] | 0 | 0
11 | 4 | 11 | [17 empty] | 0 | 0
11 | 4 | 12 | [17 empty] | 0 | 0
11 | 4 | 13 | [17 empty] | 0 | 0
11 | 4 | 14 | [17 empty] | 0 | 0
11 | 4 | 15 | [17 empty] | 0 | 0
11 | 4 | 16 | [17 empty] | 0 | 0
11 | 4 | 17 | [17 empty] | 0 | 0
11 | 4 | 18 | [17 empty] | 0 | 0
11 | 4 | 19 | [17 empty] | 0 | 0
11 | 4 | 20 | [17 empty] | 0 | 0
11 | 4 | 21 | [17 empty] | 0 | 0
11 | 4 | 22 | [17 empty] | 0 | 0
11 | 4 | 23 | [17 empty] | 0 | 0
11 | 4 | 24 | [17 empty] | 0 | 0
11 | 5 | 1 | [17 empty] | 0 | 0
11 | 5 | 2 | [17 empty] | 0 | 0
11 | 5 | 3 | [17 empty] | 0 | 0
11 | 5 | 4 | [17 empty] | 0 | 0
11 | 5 | 5 | [17 empty] | 0 | 0
11 | 5 | 6 | [17 empty] | 0 | 0
11 | 5 | 7 | [17 empty] | 0 | 0
11 | 5 | 8 | [17 empty] | 0 | 0
11 | 5 | 9 | [17 empty] | 0 | 0
11 | 5 | 10 | [17 empty] | 0 | 0
11 | 5 | 11 | [17 empty] | 0 | 0
11 | 5 | 12 | [17 empty] | 0 | 0
11 | 5 | 13 | [17 empty] | 0 | 0
11 | 5 | 14 | [17 empty] | 0 | 0
11 | 5 | 15 | [17 empty] | 0 | 0
11 | 5 | 16 | [17 empty] | 0 | 0
11 | 5 | 17 | [17 empty] | 0 | 0
11 | 5 | 18 | [17 empty] | 0 | 0
11 | 5 | 19 | [17 empty] | 0 | 0
11 | 5 | 20 | [17 empty] | 0 | 0
11 | 5 | 21 | [17 empty] | 0 | 0
11 | 5 | 22 | [17 empty] | 0 | 0
11 | 5 | 23 | [17 empty] | 0 | 0
11 | 5 | 24 | [17 empty] | 0 | 0
11 | 6 | 1 | [17 empty] | 0 | 0
11 | 6 | 2 | [17 empty] | 0 | 0
11 | 6 | 3 | [17 empty] | 0 | 0
11 | 6 | 4 | [17 empty] | 0 | 0
11 | 6 | 5 | [17 empty] | 0 | 0
11 | 6 | 6 | [17 empty] | 0 | 0
11 | 6 | 7 | [17 empty] | 0 | 0
11 | 6 | 8 | [17 empty] | 0 | 0
11 | 6 | 9 | [17 empty] | 0 | 0
11 | 6 | 10 | [17 empty] | 0 | 0
11 | 6 | 11 | [17 empty] | 0 | 0
11 | 6 | 12 | [17 empty] | 0 | 0
11 | 6 | 13 | [17 empty] | 0 | 0
11 | 6 | 14 | [17 empty] | 0 | 0
11 | 6 | 15 | [17 empty] | 0 | 0
11 | 6 | 16 | [17 empty] | 0 | 0
11 | 6 | 17 | [17 empty] | 0 | 0
11 | 6 | 18 | [17 empty] | 0 | 0
11 | 6 | 19 | [17 empty] | 0 | 0
11 | 6 | 20 | [17 empty] | 0 | 0
11 | 6 | 21 | [17 empty] | 0 | 0
11 | 6 | 22 | [17 empty] | 0 | 0
11 | 6 | 23 | [17 empty] | 0 | 0
11 | 6 | 24 | [17 empty] | 0 | 0
11 | 7 | 1 | [17 empty] | 0 | 0
11 | 7 | 2 | [17 empty] | 0 | 0
11 | 7 | 3 | [17 empty] | 0 | 0
11 | 7 | 4 | [17 empty] | 0 | 0
11 | 7 | 5 | [17 empty] | 0 | 0
11 | 7 | 6 | [17 empty] | 0 | 0
11 | 7 | 7 | [17 empty] | 0 | 0
11 | 7 | 8 | [17 empty] | 0 | 0
11 | 7 | 9 | [17 empty] | 0 | 0
11 | 7 | 10 | [17 empty] | 0 | 0
11 | 7 | 11 | [17 empty] | 0 | 0
11 | 7 | 12 | [17 empty] | 0 | 0
11 | 7 | 13 | [17 empty] | 0 | 0
11 | 7 | 14 | [17 empty] | 0 | 0
11 | 7 | 15 | [17 empty] | 0 | 0
11 | 7 | 16 | [17 empty] | 0 | 0
11 | 7 | 17 | [17 empty] | 0 | 0
11 | 7 | 18 | [17 empty] | 0 | 0
11 | 7 | 19 | [17 empty] | 0 | 0
11 | 7 | 20 | [17 empty] | 0 | 0
11 | 7 | 21 | [17 empty] | 0 | 0
11 | 7 | 22 | [17 empty] | 0 | 0
11 | 7 | 23 | [17 empty] | 0 | 0
11 | 7 | 24 | [17 empty] | 0 | 0
11 | 8 | 1 | [17 empty] | 0 | 0
11 | 8 | 2 | [17 empty] | 0 | 0
11 | 8 | 3 | [17 empty] | 0 | 0
11 | 8 | 4 | [17 empty] | 0 | 0
11 | 8 | 5 | [17 empty] | 0 | 0
11 | 8 | 6 | [17 empty] | 0 | 0
11 | 8 | 7 | [17 empty] | 0 | 0
11 | 8 | 8 | [17 empty] | 0 | 0
11 | 8 | 9 | [17 empty] | 0 | 0
11 | 8 | 10 | [17 empty] | 0 | 0
11 | 8 | 11 | [17 empty] | 0 | 0
11 | 8 | 12 | [17 empty] | 0 | 0
11 | 8 | 13 | [17 empty] | 0 | 0
11 | 8 | 14 | [17 empty] | 0 | 0
11 | 8 | 15 | [17 empty] | 0 | 0
11 | 8 | 16 | [17 empty] | 0 | 0
11 | 8 | 17 | [17 empty] | 0 | 0
11 | 8 | 18 | [17 empty] | 0 | 0
11 | 8 | 19 | [17 empty] | 0 | 0
11 | 8 | 20 | [17 empty] | 0 | 0
11 | 8 | 21 | [17 empty] | 0 | 0
11 | 8 | 22 | [17 empty] | 0 | 0
11 | 8 | 23 | [17 empty] | 0 | 0
11 | 8 | 24 | [17 empty] | 0 | 0
11 | 9 | 1 | [17 empty] | 0 | 0
11 | 9 | 2 | [17 empty] | 0 | 0
11 | 9 | 3 | [17 empty] | 0 | 0
11 | 9 | 4 | [17 empty] | 0 | 0
11 | 9 | 5 | [17 empty] | 0 | 0
11 | 9 | 6 | [17 empty] | 0 | 0
11 | 9 | 7 | [17 empty] | 0 | 0
11 | 9 | 8 | [17 empty] | 0 | 0
11 | 9 | 9 | [17 empty] | 0 | 0
11 | 9 | 10 | [17 empty] | 0 | 0
11 | 9 | 11 | [17 empty] | 0 | 0
11 | 9 | 12 | [17 empty] | 0 | 0
11 | 9 | 13 | [17 empty] | 0 | 0
11 | 9 | 14 | [17 empty] | 0 | 0
11 | 9 | 15 | [17 empty] | 0 | 0
11 | 9 | 16 | [17 empty] | 0 | 0
11 | 9 | 17 | [17 empty] | 0 | 0
11 | 9 | 18 | [17 empty] | 0 | 0
11 | 9 | 19 | [17 empty] | 0 | 0
11 | 9 | 20 | [17 empty] | 0 | 0
11 | 9 | 21 | [17 empty] | 0 | 0
11 | 9 | 22 | [17 empty] | 0 | 0
11 | 9 | 23 | [17 empty] | 0 | 0
11 | 9 | 24 | [17 empty] | 0 | 0
11 | 10 | 1 | [17 empty] | 0 | 0
11 | 10 | 2 | [17 empty] | 0 | 0
11 | 10 | 3 | [17 empty] | 0 | 0
11 | 10 | 4 | [17 empty] | 0 | 0
11 | 10 | 5 | [17 empty] | 0 | 0
11 | 10 | 6 | [17 empty] | 0 | 0
11 | 10 | 7 | [17 empty] | 0 | 0
11 | 10 | 8 | [17 empty] | 0 | 0
11 | 10 | 9 | [17 empty] | 0 | 0
11 | 10 | 10 | [17 empty] | 0 | 0
11 | 10 | 11 | [17 empty] | 0 | 0
11 | 10 | 12 | [17 empty] | 0 | 0
11 | 10 | 13 | [17 empty] | 0 | 0
11 | 10 | 14 | [17 empty] | 0 | 0
11 | 10 | 15 | [17 empty] | 0 | 0
11 | 10 | 16 | [17 empty] | 0 | 0
11 | 10 | 17 | [17 empty] | 0 | 0
11 | 10 | 18 | [17 empty] | 0 | 0
11 | 10 | 19 | [17 empty] | 0 | 0
11 | 10 | 20 | [17 empty] | 0 | 0
11 | 10 | 21 | [17 empty] | 0 | 0
11 | 10 | 22 | [17 empty] | 0 | 0
11 | 10 | 23 | [17 empty] | 0 | 0
11 | 10 | 24 | [17 empty] | 0 | 0
11 | 11 | 1 | [17 empty] | 0 | 0
11 | 11 | 2 | [17 empty] | 0 | 0
11 | 11 | 3 | [17 empty] | 0 | 0
11 | 11 | 4 | [17 empty] | 0 | 0
11 | 11 | 5 | [17 empty] | 0 | 0
11 | 11 | 6 | [17 empty] | 0 | 0
11 | 11 | 7 | [17 empty] | 0 | 0
11 | 11 | 8 | [17 empty] | 0 | 0
11 | 11 | 9 | [17 empty] | 0 | 0
11 | 11 | 10 | [17 empty] | 0 | 0
11 | 11 | 11 | [17 empty] | 0 | 0
11 | 11 | 12 | [17 empty] | 0 | 0
11 | 11 | 13 | [17 empty] | 0 | 0
11 | 11 | 14 | [17 empty] | 0 | 0
11 | 11 | 15 | [17 empty] | 0 | 0
11 | 11 | 16 | [17 empty] | 0 | 0
11 | 11 | 17 | [17 empty] | 0 | 0
11 | 11 | 18 | [17 empty] | 0 | 0
11 | 11 | 19 | [17 empty] | 0 | 0
11 | 11 | 20 | [17 empty] | 0 | 0
11 | 11 | 21 | [17 empty] | 0 | 0
11 | 11 | 22 | [17 empty] | 0 | 0
11 | 11 | 23 | [17 empty] | 0 | 0
11 | 11 | 24 | [17 empty] | 0 | 0
11 | 12 | 1 | [17 empty] | 0 | 0
11 | 12 | 2 | [17 empty] | 0 | 0
11 | 12 | 3 | [17 empty] | 0 | 0
11 | 12 | 4 | [17 empty] | 0 | 0
11 | 12 | 5 | [17 empty] | 0 | 0
11 | 12 | 6 | [17 empty] | 0 | 0
11 | 12 | 7 | [17 empty] | 0 | 0
11 | 12 | 8 | [17 empty] | 0 | 0
11 | 12 | 9 | [17 empty] | 0 | 0
11 | 12 | 10 | [17 empty] | 0 | 0
11 | 12 | 11 | [17 empty] | 0 | 0
11 | 12 | 12 | [17 empty] | 0 | 0
11 | 12 | 13 | [17 empty] | 0 | 0
11 | 12 | 14 | [17 empty] | 0 | 0
11 | 12 | 15 | [17 empty] | 0 | 0
11 | 12 | 16 | [17 empty] | 0 | 0
11 | 12 | 17 | [17 empty] | 0 | 0
11 | 12 | 18 | [17 empty] | 0 | 0
11 | 12 | 19 | [17 empty] | 0 | 0
11 | 12 | 20 | [17 empty] | 0 | 0
11 | 12 | 21 | [17 empty] | 0 | 0
11 | 12 | 22 | [17 empty] | 0 | 0
11 | 12 | 23 | [17 empty] | 0 | 0
11 | 12 | 24 | [17 empty] | 0 | 0
11 | 13 | 1 | [17 empty] | 0 | 0
11 | 13 | 2 | [17 empty] | 0 | 0
11 | 13 | 3 | [17 empty] | 0 | 0
11 | 13 | 4 | [17 empty] | 0 | 0
11 | 13 | 5 | [17 empty] | 0 | 0
11 | 13 | 6 | [17 empty] | 0 | 0
11 | 13 | 7 | [17 empty] | 0 | 0
11 | 13 | 8 | [17 empty] | 0 | 0
11 | 13 | 9 | [17 empty] | 0 | 0
11 | 13 | 10 | [17 empty] | 0 | 0
11 | 13 | 11 | [17 empty] | 0 | 0
11 | 13 | 12 | [17 empty] | 0 | 0
11 | 13 | 13 | [17 empty] | 0 | 0
11 | 13 | 14 | [17 empty] | 0 | 0
11 | 13 | 15 | [17 empty] | 0 | 0
11 | 13 | 16 | [17 empty] | 0 | 0
11 | 13 | 17 | [17 empty] | 0 | 0
11 | 13 | 18 | [17 empty] | 0 | 0
11 | 13 | 19 | [17 empty] | 0 | 0
11 | 13 | 20 | [17 empty] | 0 | 0
11 | 13 | 21 | [17 empty] | 0 | 0
11 | 13 | 22 | [17 empty] | 0 | 0
11 | 13 | 23 | [17 empty] | 0 | 0
11 | 13 | 24 | [17 empty] | 0 | 0
11 | 14 | 1 | [17 empty] | 0 | 0
11 | 14 | 2 | [17 empty] | 0 | 0
11 | 14 | 3 | [17 empty] | 0 | 0
11 | 14 | 4 | [17 empty] | 0 | 0
11 | 14 | 5 | [17 empty] | 0 | 0
11 | 14 | 6 | [17 empty] | 0 | 0
11 | 14 | 7 | [17 empty] | 0 | 0
11 | 14 | 8 | [17 empty] | 0 | 0
11 | 14 | 9 | [17 empty] | 0 | 0
11 | 14 | 10 | [17 empty] | 0 | 0
11 | 14 | 11 | [17 empty] | 0 | 0
11 | 14 | 12 | [17 empty] | 0 | 0
11 | 14 | 13 | [17 empty] | 0 | 0
11 | 14 | 14 | [17 empty] | 0 | 0
11 | 14 | 15 | [17 empty] | 0 | 0
11 | 14 | 16 | [17 empty] | 0 | 0
11 | 14 | 17 | [17 empty] | 0 | 0
11 | 14 | 18 | [17 empty] | 0 | 0
11 | 14 | 19 | [17 empty] | 0 | 0
11 | 14 | 20 | [17 empty] | 0 | 0
11 | 14 | 21 | [17 empty] | 0 | 0
11 | 14 | 22 | [17 empty] | 0 | 0
11 | 14 | 23 | [17 empty] | 0 | 0
11 | 14 | 24 | [17 empty] | 0 | 0
11 | 15 | 1 | [17 empty] | 0 | 0
11 | 15 | 2 | [17 empty] | 0 | 0
11 | 15 | 3 | [17 empty] | 0 | 0
11 | 15 | 4 | [17 empty] | 0 | 0
11 | 15 | 5 | [17 empty] | 0 | 0
11 | 15 | 6 | [17 empty] | 0 | 0
11 | 15 | 7 | [17 empty] | 0 | 0
11 | 15 | 8 | [17 empty] | 0 | 0
11 | 15 | 9 | [17 empty] | 0 | 0
11 | 15 | 10 | [17 empty] | 0 | 0
11 | 15 | 11 | [17 empty] | 0 | 0
11 | 15 | 12 | [17 empty] | 0 | 0
11 | 15 | 13 | [17 empty] | 0 | 0
11 | 15 | 14 | [17 empty] | 0 | 0
11 | 15 | 15 | [17 empty] | 0 | 0
11 | 15 | 16 | [17 empty] | 0 | 0
11 | 15 | 17 | [17 empty] | 0 | 0
11 | 15 | 18 | [17 empty] | 0 | 0
11 | 15 | 19 | [17 empty] | 0 | 0
11 | 15 | 20 | [17 empty] | 0 | 0
11 | 15 | 21 | [17 empty] | 0 | 0
11 | 15 | 22 | [17 empty] | 0 | 0
11 | 15 | 23 | [17 empty] | 0 | 0
11 | 15 | 24 | [17 empty] | 0 | 0
11 | 16 | 1 | [17 empty] | 0 | 0
11 | 16 | 2 | [17 empty] | 0 | 0
11 | 16 | 3 | [17 empty] | 0 | 0
11 | 16 | 4 | [17 empty] | 0 | 0
11 | 16 | 5 | [17 empty] | 0 | 0
11 | 16 | 6 | [17 empty] | 0 | 0
11 | 16 | 7 | [17 empty] | 0 | 0
11 | 16 | 8 | [17 empty] | 0 | 0
11 | 16 | 9 | [17 empty] | 0 | 0
11 | 16 | 10 | [17 empty] | 0 | 0
11 | 16 | 11 | [17 empty] | 0 | 0
11 | 16 | 12 | [17 empty] | 0 | 0
11 | 16 | 13 | [17 empty] | 0 | 0
11 | 16 | 14 | [17 empty] | 0 | 0
11 | 16 | 15 | [17 empty] | 0 | 0
11 | 16 | 16 | [17 empty] | 0 | 0
11 | 16 | 17 | [17 empty] | 0 | 0
11 | 16 | 18 | [17 empty] | 0 | 0
11 | 16 | 19 | [17 empty] | 0 | 0
11 | 16 | 20 | [17 empty] | 0 | 0
11 | 16 | 21 | [17 empty] | 0 | 0
11 | 16 | 22 | [17 empty] | 0 | 0
11 | 16 | 23 | [17 empty] | 0 | 0
11 | 16 | 24 | [17 empty] | 0 | 0
11 | 17 | 1 | [17 empty] | 0 | 0
11 | 17 | 2 | [17 empty] | 0 | 0
11 | 17 | 3 | [17 empty] | 0 | 0
11 | 17 | 4 | [17 empty] | 0 | 0
11 | 17 | 5 | [17 empty] | 0 | 0
11 | 17 | 6 | [17 empty] | 0 | 0
11 | 17 | 7 | [17 empty] | 0 | 0
11 | 17 | 8 | [17 empty] | 0 | 0
11 | 17 | 9 | [17 empty] | 0 | 0
11 | 17 | 10 | [17 empty] | 0 | 0
11 | 17 | 11 | [17 empty] | 0 | 0
11 | 17 | 12 | [17 empty] | 0 | 0
11 | 17 | 13 | [17 empty] | 0 | 0
11 | 17 | 14 | [17 empty] | 0 | 0
11 | 17 | 15 | [17 empty] | 0 | 0
11 | 17 | 16 | [17 empty] | 0 | 0
11 | 17 | 17 | [17 empty] | 0 | 0
11 | 17 | 18 | [17 empty] | 0 | 0
11 | 17 | 19 | [17 empty] | 0 | 0
11 | 17 | 20 | [17 empty] | 0 | 0
11 | 17 | 21 | [17 empty] | 0 | 0
11 | 17 | 22 | [17 empty] | 0 | 0
11 | 17 | 23 | [17 empty] | 0 | 0
11 | 17 | 24 | [17 empty] | 0 | 0
11 | 18 | 1 | [17 empty] | 0 | 0
11 | 18 | 2 | [17 empty] | 0 | 0
11 | 18 | 3 | [17 empty] | 0 | 0
11 | 18 | 4 | [17 empty] | 0 | 0
11 | 18 | 5 | [17 empty] | 0 | 0
11 | 18 | 6 | [17 empty] | 0 | 0
11 | 18 | 7 | [17 empty] | 0 | 0
11 | 18 | 8 | [17 empty] | 0 | 0
11 | 18 | 9 | [17 empty] | 0 | 0
11 | 18 | 10 | [17 empty] | 0 | 0
11 | 18 | 11 | [17 empty] | 0 | 0
11 | 18 | 12 | [17 empty] | 0 | 0
11 | 18 | 13 | [17 empty] | 0 | 0
11 | 18 | 14 | [17 empty] | 0 | 0
11 | 18 | 15 | [17 empty] | 0 | 0
11 | 18 | 16 | [17 empty] | 0 | 0
11 | 18 | 17 | [17 empty] | 0 | 0
11 | 18 | 18 | [17 empty] | 0 | 0
11 | 18 | 19 | [17 empty] | 0 | 0
11 | 18 | 20 | [17 empty] | 0 | 0
11 | 18 | 21 | [17 empty] | 0 | 0
11 | 18 | 22 | [17 empty] | 0 | 0
11 | 18 | 23 | [17 empty] | 0 | 0
11 | 18 | 24 | [17 empty] | 0 | 0
11 | 19 | 1 | [17 empty] | 0 | 0
11 | 19 | 2 | [17 empty] | 0 | 0
11 | 19 | 3 | [17 empty] | 0 | 0
11 | 19 | 4 | [17 empty] | 0 | 0
11 | 19 | 5 | [17 empty] | 0 | 0
11 | 19 | 6 | [17 empty] | 0 | 0
11 | 19 | 7 | [17 empty] | 0 | 0
11 | 19 | 8 | [17 empty] | 0 | 0
11 | 19 | 9 | [17 empty] | 0 | 0
11 | 19 | 10 | [17 empty] | 0 | 0
11 | 19 | 11 | [17 empty] | 0 | 0
11 | 19 | 12 | [17 empty] | 0 | 0
11 | 19 | 13 | [17 empty] | 0 | 0
11 | 19 | 14 | [17 empty] | 0 | 0
11 | 19 | 15 | [17 empty] | 0 | 0
11 | 19 | 16 | [17 empty] | 0 | 0
11 | 19 | 17 | [17 empty] | 0 | 0
11 | 19 | 18 | [17 empty] | 0 | 0
11 | 19 | 19 | [17 empty] | 0 | 0
11 | 19 | 20 | [17 empty] | 0 | 0
11 | 19 | 21 | [17 empty] | 0 | 0
11 | 19 | 22 | [17 empty] | 0 | 0
11 | 19 | 23 | [17 empty] | 0 | 0
11 | 19 | 24 | [17 empty] | 0 | 0
11 | 20 | 1 | [17 empty] | 0 | 0
11 | 20 | 2 | [17 empty] | 0 | 0
11 | 20 | 3 | [17 empty] | 0 | 0
11 | 20 | 4 | [17 empty] | 0 | 0
11 | 20 | 5 | [17 empty] | 0 | 0
11 | 20 | 6 | [17 empty] | 0 | 0
11 | 20 | 7 | [17 empty] | 0 | 0
11 | 20 | 8 | [17 empty] | 0 | 0
11 | 20 | 9 | [17 empty] | 0 | 0
11 | 20 | 10 | [17 empty] | 0 | 0
11 | 20 | 11 | [17 empty] | 0 | 0
11 | 20 | 12 | [17 empty] | 0 | 0
11 | 20 | 13 | [17 empty] | 0 | 0
11 | 20 | 14 | [17 empty] | 0 | 0
11 | 20 | 15 | [17 empty] | 0 | 0
11 | 20 | 16 | [17 empty] | 0 | 0
11 | 20 | 17 | [17 empty] | 0 | 0
11 | 20 | 18 | [17 empty] | 0 | 0
11 | 20 | 19 | [17 empty] | 0 | 0
11 | 20 | 20 | [17 empty] | 0 | 0
11 | 20 | 21 | [17 empty] | 0 | 0
11 | 20 | 22 | [17 empty] | 0 | 0
11 | 20 | 23 | [17 empty] | 0 | 0
11 | 20 | 24 | [17 empty] | 0 | 0
11 | 21 | 1 | [17 empty] | 0 | 0
11 | 21 | 2 | [17 empty] | 0 | 0
11 | 21 | 3 | [17 empty] | 0 | 0
11 | 21 | 4 | [17 empty] | 0 | 0
11 | 21 | 5 | [17 empty] | 0 | 0
11 | 21 | 6 | [17 empty] | 0 | 0
11 | 21 | 7 | [17 empty] | 0 | 0
11 | 21 | 8 | [17 empty] | 0 | 0
11 | 21 | 9 | [17 empty] | 0 | 0
11 | 21 | 10 | [17 empty] | 0 | 0
11 | 21 | 11 | [17 empty] | 0 | 0
11 | 21 | 12 | [17 empty] | 0 | 0
11 | 21 | 13 | [17 empty] | 0 | 0
11 | 21 | 14 | [17 empty] | 0 | 0
11 | 21 | 15 | [17 empty] | 0 | 0
11 | 21 | 16 | [17 empty] | 0 | 0
11 | 21 | 17 | [17 empty] | 0 | 0
11 | 21 | 18 | [17 empty] | 0 | 0
11 | 21 | 19 | [17 empty] | 0 | 0
11 | 21 | 20 | [17 empty] | 0 | 0
11 | 21 | 21 | [17 empty] | 0 | 0
11 | 21 | 22 | [17 empty] | 0 | 0
11 | 21 | 23 | [17 empty] | 0 | 0
11 | 21 | 24 | [17 empty] | 0 | 0
11 | 22 | 1 | [17 empty] | 0 | 0
11 | 22 | 2 | [17 empty] | 0 | 0
11 | 22 | 3 | [17 empty] | 0 | 0
11 | 22 | 4 | [17 empty] | 0 | 0
11 | 22 | 5 | [17 empty] | 0 | 0
11 | 22 | 6 | [17 empty] | 0 | 0
11 | 22 | 7 | [17 empty] | 0 | 0
11 | 22 | 8 | [17 empty] | 0 | 0
11 | 22 | 9 | [17 empty] | 0 | 0
11 | 22 | 10 | [17 empty] | 0 | 0
11 | 22 | 11 | [17 empty] | 0 | 0
11 | 22 | 12 | [17 empty] | 0 | 0
11 | 22 | 13 | [17 empty] | 0 | 0
11 | 22 | 14 | [17 empty] | 0 | 0
11 | 22 | 15 | [17 empty] | 0 | 0
11 | 22 | 16 | [17 empty] | 0 | 0
11 | 22 | 17 | [17 empty] | 0 | 0
11 | 22 | 18 | [17 empty] | 0 | 0
11 | 22 | 19 | [17 empty] | 0 | 0
11 | 22 | 20 | [17 empty] | 0 | 0
11 | 22 | 21 | [17 empty] | 0 | 0
11 | 22 | 22 | [17 empty] | 0 | 0
11 | 22 | 23 | [17 empty] | 0 | 0
11 | 22 | 24 | [17 empty] | 0 | 0
11 | 23 | 1 | [17 empty] | 0 | 0
11 | 23 | 2 | [17 empty] | 0 | 0
11 | 23 | 3 | [17 empty] | 0 | 0
11 | 23 | 4 | [17 empty] | 0 | 0
11 | 23 | 5 | [17 empty] | 0 | 0
11 | 23 | 6 | [17 empty] | 0 | 0
11 | 23 | 7 | [17 empty] | 0 | 0
11 | 23 | 8 | [17 empty] | 0 | 0
11 | 23 | 9 | [17 empty] | 0 | 0
11 | 23 | 10 | [17 empty] | 0 | 0
11 | 23 | 11 | [17 empty] | 0 | 0
11 | 23 | 12 | [17 empty] | 0 | 0
11 | 23 | 13 | [17 empty] | 0 | 0
11 | 23 | 14 | [17 empty] | 0 | 0
11 | 23 | 15 | [17 empty] | 0 | 0
11 | 23 | 16 | [17 empty] | 0 | 0
11 | 23 | 17 | [17 empty] | 0 | 0
11 | 23 | 18 | [17 empty] | 0 | 0
11 | 23 | 19 | [17 empty] | 0 | 0
11 | 23 | 20 | [17 empty] | 0 | 0
11 | 23 | 21 | [17 empty] | 0 | 0
11 | 23 | 22 | [17 empty] | 0 | 0
11 | 23 | 23 | [17 empty] | 0 | 0
11 | 23 | 24 | [17 empty] | 0 | 0
11 | 24 | 1 | [17 empty] | 0 | 0
11 | 24 | 2 | [17 empty] | 0 | 0
11 | 24 | 3 | [17 empty] | 0 | 0
11 | 24 | 4 | [17 empty] | 0 | 0
11 | 24 | 5 | [17 empty] | 0 | 0
11 | 24 | 6 | [17 empty] | 0 | 0
11 | 24 | 7 | [17 empty] | 0 | 0
11 | 24 | 8 | [17 empty] | 0 | 0
11 | 24 | 9 | [17 empty] | 0 | 0
11 | 24 | 10 | [17 empty] | 0 | 0
11 | 24 | 11 | [17 empty] | 0 | 0
11 | 24 | 12 | [17 empty] | 0 | 0
11 | 24 | 13 | [17 empty] | 0 | 0
11 | 24 | 14 | [17 empty] | 0 | 0
11 | 24 | 15 | [17 empty] | 0 | 0
11 | 24 | 16 | [17 empty] | 0 | 0
11 | 24 | 17 | [17 empty] | 0 | 0
11 | 24 | 18 | [17 empty] | 0 | 0
11 | 24 | 19 | [17 empty] | 0 | 0
11 | 24 | 20 | [17 empty] | 0 | 0
11 | 24 | 21 | [17 empty] | 0 | 0
11 | 24 | 22 | [17 empty] | 0 | 0
11 | 24 | 23 | [17 empty] | 0 | 0
11 | 24 | 24 | [17 empty] | 0 | 0
11 | 25 | 1 | [17 empty] | 0 | 0
11 | 25 | 2 | [17 empty] | 0 | 0
11 | 25 | 3 | [17 empty] | 0 | 0
11 | 25 | 4 | [17 empty] | 0 | 0
11 | 25 | 5 | [17 empty] | 0 | 0
11 | 25 | 6 | [17 empty] | 0 | 0
11 | 25 | 7 | [17 empty] | 0 | 0
11 | 25 | 8 | [17 empty] | 0 | 0
11 | 25 | 9 | [17 empty] | 0 | 0
11 | 25 | 10 | [17 empty] | 0 | 0
11 | 25 | 11 | [17 empty] | 0 | 0
11 | 25 | 12 | [17 empty] | 0 | 0
11 | 25 | 13 | [17 empty] | 0 | 0
11 | 25 | 14 | [17 empty] | 0 | 0
11 | 25 | 15 | [17 empty] | 0 | 0
11 | 25 | 16 | [17 empty] | 0 | 0
11 | 25 | 17 | [17 empty] | 0 | 0
11 | 25 | 18 | [17 empty] | 0 | 0
11 | 25 | 19 | [17 empty] | 0 | 0
11 | 25 | 20 | [17 empty] | 0 | 0
11 | 25 | 21 | [17 empty] | 0 | 0
11 | 25 | 22 | [17 empty] | 0 | 0
11 | 25 | 23 | [17 empty] | 0 | 0
11 | 25 | 24 | [17 empty] | 0 | 0
11 | 26 | 1 | [17 empty] | 0 | 0
11 | 26 | 2 | [17 empty] | 0 | 0
11 | 26 | 3 | [17 empty] | 0 | 0
11 | 26 | 4 | [17 empty] | 0 | 0
11 | 26 | 5 | [17 empty] | 0 | 0
11 | 26 | 6 | [17 empty] | 0 | 0
11 | 26 | 7 | [17 empty] | 0 | 0
11 | 26 | 8 | [17 empty] | 0 | 0
11 | 26 | 9 | [17 empty] | 0 | 0
11 | 26 | 10 | [17 empty] | 0 | 0
11 | 26 | 11 | [17 empty] | 0 | 0
11 | 26 | 12 | [17 empty] | 0 | 0
11 | 26 | 13 | [17 empty] | 0 | 0
11 | 26 | 14 | [17 empty] | 0 | 0
11 | 26 | 15 | [17 empty] | 0 | 0
11 | 26 | 16 | [17 empty] | 0 | 0
11 | 26 | 17 | [17 empty] | 0 | 0
11 | 26 | 18 | [17 empty] | 0 | 0
11 | 26 | 19 | [17 empty] | 0 | 0
11 | 26 | 20 | [17 empty] | 0 | 0
11 | 26 | 21 | [17 empty] | 0 | 0
11 | 26 | 22 | [17 empty] | 0 | 0
11 | 26 | 23 | [17 empty] | 0 | 0
11 | 26 | 24 | [17 empty] | 0 | 0
11 | 27 | 1 | [17 empty] | 0 | 0
11 | 27 | 2 | [17 empty] | 0 | 0
11 | 27 | 3 | [17 empty] | 0 | 0
11 | 27 | 4 | [17 empty] | 0 | 0
11 | 27 | 5 | [17 empty] | 0 | 0
11 | 27 | 6 | [17 empty] | 0 | 0
11 | 27 | 7 | [17 empty] | 0 | 0
11 | 27 | 8 | [17 empty] | 0 | 0
11 | 27 | 9 | [17 empty] | 0 | 0
11 | 27 | 10 | [17 empty] | 0 | 0
11 | 27 | 11 | [17 empty] | 0 | 0
11 | 27 | 12 | [17 empty] | 0 | 0
11 | 27 | 13 | [17 empty] | 0 | 0
11 | 27 | 14 | [17 empty] | 0 | 0
11 | 27 | 15 | [17 empty] | 0 | 0
11 | 27 | 16 | [17 empty] | 0 | 0
11 | 27 | 17 | [17 empty] | 0 | 0
11 | 27 | 18 | [17 empty] | 0 | 0
11 | 27 | 19 | [17 empty] | 0 | 0
11 | 27 | 20 | [17 empty] | 0 | 0
11 | 27 | 21 | [17 empty] | 0 | 0
11 | 27 | 22 | [17 empty] | 0 | 0
11 | 27 | 23 | [17 empty] | 0 | 0
11 | 27 | 24 | [17 empty] | 0 | 0
11 | 28 | 1 | [17 empty] | 0 | 0
11 | 28 | 2 | [17 empty] | 0 | 0
11 | 28 | 3 | [17 empty] | 0 | 0
11 | 28 | 4 | [17 empty] | 0 | 0
11 | 28 | 5 | [17 empty] | 0 | 0
11 | 28 | 6 | [17 empty] | 0 | 0
11 | 28 | 7 | [17 empty] | 0 | 0
11 | 28 | 8 | [17 empty] | 0 | 0
11 | 28 | 9 | [17 empty] | 0 | 0
11 | 28 | 10 | [17 empty] | 0 | 0
11 | 28 | 11 | [17 empty] | 0 | 0
11 | 28 | 12 | [17 empty] | 0 | 0
11 | 28 | 13 | [17 empty] | 0 | 0
11 | 28 | 14 | [17 empty] | 0 | 0
11 | 28 | 15 | [17 empty] | 0 | 0
11 | 28 | 16 | [17 empty] | 0 | 0
11 | 28 | 17 | [17 empty] | 0 | 0
11 | 28 | 18 | [17 empty] | 0 | 0
11 | 28 | 19 | [17 empty] | 0 | 0
11 | 28 | 20 | [17 empty] | 0 | 0
11 | 28 | 21 | [17 empty] | 0 | 0
11 | 28 | 22 | [17 empty] | 0 | 0
11 | 28 | 23 | [17 empty] | 0 | 0
11 | 28 | 24 | [17 empty] | 0 | 0
11 | 29 | 1 | [17 empty] | 0 | 0
11 | 29 | 2 | [17 empty] | 0 | 0
11 | 29 | 3 | [17 empty] | 0 | 0
11 | 29 | 4 | [17 empty] | 0 | 0
11 | 29 | 5 | [17 empty] | 0 | 0
11 | 29 | 6 | [17 empty] | 0 | 0
11 | 29 | 7 | [17 empty] | 0 | 0
11 | 29 | 8 | [17 empty] | 0 | 0
11 | 29 | 9 | [17 empty] | 0 | 0
11 | 29 | 10 | [17 empty] | 0 | 0
11 | 29 | 11 | [17 empty] | 0 | 0
11 | 29 | 12 | [17 empty] | 0 | 0
11 | 29 | 13 | [17 empty] | 0 | 0
11 | 29 | 14 | [17 empty] | 0 | 0
11 | 29 | 15 | [17 empty] | 0 | 0
11 | 29 | 16 | [17 empty] | 0 | 0
11 | 29 | 17 | [17 empty] | 0 | 0
11 | 29 | 18 | [17 empty] | 0 | 0
11 | 29 | 19 | [17 empty] | 0 | 0
11 | 29 | 20 | [17 empty] | 0 | 0
11 | 29 | 21 | [17 empty] | 0 | 0
11 | 29 | 22 | [17 empty] | 0 | 0
11 | 29 | 23 | [17 empty] | 0 | 0
11 | 29 | 24 | [17 empty] | 0 | 0
11 | 30 | 1 | [17 empty] | 0 | 0
11 | 30 | 2 | [17 empty] | 0 | 0
11 | 30 | 3 | [17 empty] | 0 | 0
11 | 30 | 4 | [17 empty] | 0 | 0
11 | 30 | 5 | [17 empty] | 0 | 0
11 | 30 | 6 | [17 empty] | 0 | 0
11 | 30 | 7 | [17 empty] | 0 | 0
11 | 30 | 8 | [17 empty] | 0 | 0
11 | 30 | 9 | [17 empty] | 0 | 0
11 | 30 | 10 | [17 empty] | 0 | 0
11 | 30 | 11 | [17 empty] | 0 | 0
11 | 30 | 12 | [17 empty] | 0 | 0
11 | 30 | 13 | [17 empty] | 0 | 0
11 | 30 | 14 | [17 empty] | 0 | 0
11 | 30 | 15 | [17 empty] | 0 | 0
11 | 30 | 16 | [17 empty] | 0 | 0
11 | 30 | 17 | [17 empty] | 0 | 0
11 | 30 | 18 | [17 empty] | 0 | 0
11 | 30 | 19 | [17 empty] | 0 | 0
11 | 30 | 20 | [17 empty] | 0 | 0
11 | 30 | 21 | [17 empty] | 0 | 0
11 | 30 | 22 | [17 empty] | 0 | 0
11 | 30 | 23 | [17 empty] | 0 | 0
11 | 30 | 24 | [17 empty] | 0 | 0
12 | 1 | 1 | [17 empty] | 0 | 0
12 | 1 | 2 | [17 empty] | 0 | 0
12 | 1 | 3 | [17 empty] | 0 | 0
12 | 1 | 4 | [17 empty] | 0 | 0
12 | 1 | 5 | [17 empty] | 0 | 0
12 | 1 | 6 | [17 empty] | 0 | 0
12 | 1 | 7 | [17 empty] | 0 | 0
12 | 1 | 8 | [17 empty] | 0 | 0
12 | 1 | 9 | [17 empty] | 0 | 0
12 | 1 | 10 | [17 empty] | 0 | 0
12 | 1 | 11 | [17 empty] | 0 | 0
12 | 1 | 12 | [17 empty] | 0 | 0
12 | 1 | 13 | [17 empty] | 0 | 0
12 | 1 | 14 | [17 empty] | 0 | 0
12 | 1 | 15 | [17 empty] | 0 | 0
12 | 1 | 16 | [17 empty] | 0 | 0
12 | 1 | 17 | [17 empty] | 0 | 0
12 | 1 | 18 | [17 empty] | 0 | 0
12 | 1 | 19 | [17 empty] | 0 | 0
12 | 1 | 20 | [17 empty] | 0 | 0
12 | 1 | 21 | [17 empty] | 0 | 0
12 | 1 | 22 | [17 empty] | 0 | 0
12 | 1 | 23 | [17 empty] | 0 | 0
12 | 1 | 24 | [17 empty] | 0 | 0
12 | 2 | 1 | [17 empty] | 0 | 0
12 | 2 | 2 | [17 empty] | 0 | 0
12 | 2 | 3 | [17 empty] | 0 | 0
12 | 2 | 4 | [17 empty] | 0 | 0
12 | 2 | 5 | [17 empty] | 0 | 0
12 | 2 | 6 | [17 empty] | 0 | 0
12 | 2 | 7 | [17 empty] | 0 | 0
12 | 2 | 8 | [17 empty] | 0 | 0
12 | 2 | 9 | [17 empty] | 0 | 0
12 | 2 | 10 | [17 empty] | 0 | 0
12 | 2 | 11 | [17 empty] | 0 | 0
12 | 2 | 12 | [17 empty] | 0 | 0
12 | 2 | 13 | [17 empty] | 0 | 0
12 | 2 | 14 | [17 empty] | 0 | 0
12 | 2 | 15 | [17 empty] | 0 | 0
12 | 2 | 16 | [17 empty] | 0 | 0
12 | 2 | 17 | [17 empty] | 0 | 0
12 | 2 | 18 | [17 empty] | 0 | 0
12 | 2 | 19 | [17 empty] | 0 | 0
12 | 2 | 20 | [17 empty] | 0 | 0
12 | 2 | 21 | [17 empty] | 0 | 0
12 | 2 | 22 | [17 empty] | 0 | 0
12 | 2 | 23 | [17 empty] | 0 | 0
12 | 2 | 24 | [17 empty] | 0 | 0
12 | 3 | 1 | [17 empty] | 0 | 0
12 | 3 | 2 | [17 empty] | 0 | 0
12 | 3 | 3 | [17 empty] | 0 | 0
12 | 3 | 4 | [17 empty] | 0 | 0
12 | 3 | 5 | [17 empty] | 0 | 0
12 | 3 | 6 | [17 empty] | 0 | 0
12 | 3 | 7 | [17 empty] | 0 | 0
12 | 3 | 8 | [17 empty] | 0 | 0
12 | 3 | 9 | [17 empty] | 0 | 0
12 | 3 | 10 | [17 empty] | 0 | 0
12 | 3 | 11 | [17 empty] | 0 | 0
12 | 3 | 12 | [17 empty] | 0 | 0
12 | 3 | 13 | [17 empty] | 0 | 0
12 | 3 | 14 | [17 empty] | 0 | 0
12 | 3 | 15 | [17 empty] | 0 | 0
12 | 3 | 16 | [17 empty] | 0 | 0
12 | 3 | 17 | [17 empty] | 0 | 0
12 | 3 | 18 | [17 empty] | 0 | 0
12 | 3 | 19 | [17 empty] | 0 | 0
12 | 3 | 20 | [17 empty] | 0 | 0
12 | 3 | 21 | [17 empty] | 0 | 0
12 | 3 | 22 | [17 empty] | 0 | 0
12 | 3 | 23 | [17 empty] | 0 | 0
12 | 3 | 24 | [17 empty] | 0 | 0
12 | 4 | 1 | [17 empty] | 0 | 0
12 | 4 | 2 | [17 empty] | 0 | 0
12 | 4 | 3 | [17 empty] | 0 | 0
12 | 4 | 4 | [17 empty] | 0 | 0
12 | 4 | 5 | [17 empty] | 0 | 0
12 | 4 | 6 | [17 empty] | 0 | 0
12 | 4 | 7 | [17 empty] | 0 | 0
12 | 4 | 8 | [17 empty] | 0 | 0
12 | 4 | 9 | [17 empty] | 0 | 0
12 | 4 | 10 | [17 empty] | 0 | 0
12 | 4 | 11 | [17 empty] | 0 | 0
12 | 4 | 12 | [17 empty] | 0 | 0
12 | 4 | 13 | [17 empty] | 0 | 0
12 | 4 | 14 | [17 empty] | 0 | 0
12 | 4 | 15 | [17 empty] | 0 | 0
12 | 4 | 16 | [17 empty] | 0 | 0
12 | 4 | 17 | [17 empty] | 0 | 0
12 | 4 | 18 | [17 empty] | 0 | 0
12 | 4 | 19 | [17 empty] | 0 | 0
12 | 4 | 20 | [17 empty] | 0 | 0
12 | 4 | 21 | [17 empty] | 0 | 0
12 | 4 | 22 | [17 empty] | 0 | 0
12 | 4 | 23 | [17 empty] | 0 | 0
12 | 4 | 24 | [17 empty] | 0 | 0
12 | 5 | 1 | [17 empty] | 0 | 0
12 | 5 | 2 | [17 empty] | 0 | 0
12 | 5 | 3 | [17 empty] | 0 | 0
12 | 5 | 4 | [17 empty] | 0 | 0
12 | 5 | 5 | [17 empty] | 0 | 0
12 | 5 | 6 | [17 empty] | 0 | 0
12 | 5 | 7 | [17 empty] | 0 | 0
12 | 5 | 8 | [17 empty] | 0 | 0
12 | 5 | 9 | [17 empty] | 0 | 0
12 | 5 | 10 | [17 empty] | 0 | 0
12 | 5 | 11 | [17 empty] | 0 | 0
12 | 5 | 12 | [17 empty] | 0 | 0
12 | 5 | 13 | [17 empty] | 0 | 0
12 | 5 | 14 | [17 empty] | 0 | 0
12 | 5 | 15 | [17 empty] | 0 | 0
12 | 5 | 16 | [17 empty] | 0 | 0
12 | 5 | 17 | [17 empty] | 0 | 0
12 | 5 | 18 | [17 empty] | 0 | 0
12 | 5 | 19 | [17 empty] | 0 | 0
12 | 5 | 20 | [17 empty] | 0 | 0
12 | 5 | 21 | [17 empty] | 0 | 0
12 | 5 | 22 | [17 empty] | 0 | 0
12 | 5 | 23 | [17 empty] | 0 | 0
12 | 5 | 24 | [17 empty] | 0 | 0
12 | 6 | 1 | [17 empty] | 0 | 0
12 | 6 | 2 | [17 empty] | 0 | 0
12 | 6 | 3 | [17 empty] | 0 | 0
12 | 6 | 4 | [17 empty] | 0 | 0
12 | 6 | 5 | [17 empty] | 0 | 0
12 | 6 | 6 | [17 empty] | 0 | 0
12 | 6 | 7 | [17 empty] | 0 | 0
12 | 6 | 8 | [17 empty] | 0 | 0
12 | 6 | 9 | [17 empty] | 0 | 0
12 | 6 | 10 | [17 empty] | 0 | 0
12 | 6 | 11 | [17 empty] | 0 | 0
12 | 6 | 12 | [17 empty] | 0 | 0
12 | 6 | 13 | [17 empty] | 0 | 0
12 | 6 | 14 | [17 empty] | 0 | 0
12 | 6 | 15 | [17 empty] | 0 | 0
12 | 6 | 16 | [17 empty] | 0 | 0
12 | 6 | 17 | [17 empty] | 0 | 0
12 | 6 | 18 | [17 empty] | 0 | 0
12 | 6 | 19 | [17 empty] | 0 | 0
12 | 6 | 20 | [17 empty] | 0 | 0
12 | 6 | 21 | [17 empty] | 0 | 0
12 | 6 | 22 | [17 empty] | 0 | 0
12 | 6 | 23 | [17 empty] | 0 | 0
12 | 6 | 24 | [17 empty] | 0 | 0
12 | 7 | 1 | [17 empty] | 0 | 0
12 | 7 | 2 | [17 empty] | 0 | 0
12 | 7 | 3 | [17 empty] | 0 | 0
12 | 7 | 4 | [17 empty] | 0 | 0
12 | 7 | 5 | [17 empty] | 0 | 0
12 | 7 | 6 | [17 empty] | 0 | 0
12 | 7 | 7 | [17 empty] | 0 | 0
12 | 7 | 8 | [17 empty] | 0 | 0
12 | 7 | 9 | [17 empty] | 0 | 0
12 | 7 | 10 | [17 empty] | 0 | 0
12 | 7 | 11 | [17 empty] | 0 | 0
12 | 7 | 12 | [17 empty] | 0 | 0
12 | 7 | 13 | [17 empty] | 0 | 0
12 | 7 | 14 | [17 empty] | 0 | 0
12 | 7 | 15 | [17 empty] | 0 | 0
12 | 7 | 16 | [17 empty] | 0 | 0
12 | 7 | 17 | [17 empty] | 0 | 0
12 | 7 | 18 | [17 empty] | 0 | 0
12 | 7 | 19 | [17 empty] | 0 | 0
12 | 7 | 20 | [17 empty] | 0 | 0
12 | 7 | 21 | [17 empty] | 0 | 0
12 | 7 | 22 | [17 empty] | 0 | 0
12 | 7 | 23 | [17 empty] | 0 | 0
12 | 7 | 24 | [17 empty] | 0 | 0
12 | 8 | 1 | [17 empty] | 0 | 0
12 | 8 | 2 | [17 empty] | 0 | 0
12 | 8 | 3 | [17 empty] | 0 | 0
12 | 8 | 4 | [17 empty] | 0 | 0
12 | 8 | 5 | [17 empty] | 0 | 0
12 | 8 | 6 | [17 empty] | 0 | 0
12 | 8 | 7 | [17 empty] | 0 | 0
12 | 8 | 8 | [17 empty] | 0 | 0
12 | 8 | 9 | [17 empty] | 0 | 0
12 | 8 | 10 | [17 empty] | 0 | 0
12 | 8 | 11 | [17 empty] | 0 | 0
12 | 8 | 12 | [17 empty] | 0 | 0
12 | 8 | 13 | [17 empty] | 0 | 0
12 | 8 | 14 | [17 empty] | 0 | 0
12 | 8 | 15 | [17 empty] | 0 | 0
12 | 8 | 16 | [17 empty] | 0 | 0
12 | 8 | 17 | [17 empty] | 0 | 0
12 | 8 | 18 | [17 empty] | 0 | 0
12 | 8 | 19 | [17 empty] | 0 | 0
12 | 8 | 20 | [17 empty] | 0 | 0
12 | 8 | 21 | [17 empty] | 0 | 0
12 | 8 | 22 | [17 empty] | 0 | 0
12 | 8 | 23 | [17 empty] | 0 | 0
12 | 8 | 24 | [17 empty] | 0 | 0
12 | 9 | 1 | [17 empty] | 0 | 0
12 | 9 | 2 | [17 empty] | 0 | 0
12 | 9 | 3 | [17 empty] | 0 | 0
12 | 9 | 4 | [17 empty] | 0 | 0
12 | 9 | 5 | [17 empty] | 0 | 0
12 | 9 | 6 | [17 empty] | 0 | 0
12 | 9 | 7 | [17 empty] | 0 | 0
12 | 9 | 8 | [17 empty] | 0 | 0
12 | 9 | 9 | [17 empty] | 0 | 0
12 | 9 | 10 | [17 empty] | 0 | 0
12 | 9 | 11 | [17 empty] | 0 | 0
12 | 9 | 12 | [17 empty] | 0 | 0
12 | 9 | 13 | [17 empty] | 0 | 0
12 | 9 | 14 | [17 empty] | 0 | 0
12 | 9 | 15 | [17 empty] | 0 | 0
12 | 9 | 16 | [17 empty] | 0 | 0
12 | 9 | 17 | [17 empty] | 0 | 0
12 | 9 | 18 | [17 empty] | 0 | 0
12 | 9 | 19 | [17 empty] | 0 | 0
12 | 9 | 20 | [17 empty] | 0 | 0
12 | 9 | 21 | [17 empty] | 0 | 0
12 | 9 | 22 | [17 empty] | 0 | 0
12 | 9 | 23 | [17 empty] | 0 | 0
12 | 9 | 24 | [17 empty] | 0 | 0
12 | 10 | 1 | [17 empty] | 0 | 0
12 | 10 | 2 | [17 empty] | 0 | 0
12 | 10 | 3 | [17 empty] | 0 | 0
12 | 10 | 4 | [17 empty] | 0 | 0
12 | 10 | 5 | [17 empty] | 0 | 0
12 | 10 | 6 | [17 empty] | 0 | 0
12 | 10 | 7 | [17 empty] | 0 | 0
12 | 10 | 8 | [17 empty] | 0 | 0
12 | 10 | 9 | [17 empty] | 0 | 0
12 | 10 | 10 | [17 empty] | 0 | 0
12 | 10 | 11 | [17 empty] | 0 | 0
12 | 10 | 12 | [17 empty] | 0 | 0
12 | 10 | 13 | [17 empty] | 0 | 0
12 | 10 | 14 | [17 empty] | 0 | 0
12 | 10 | 15 | [17 empty] | 0 | 0
12 | 10 | 16 | [17 empty] | 0 | 0
12 | 10 | 17 | [17 empty] | 0 | 0
12 | 10 | 18 | [17 empty] | 0 | 0
12 | 10 | 19 | [17 empty] | 0 | 0
12 | 10 | 20 | [17 empty] | 0 | 0
12 | 10 | 21 | [17 empty] | 0 | 0
12 | 10 | 22 | [17 empty] | 0 | 0
12 | 10 | 23 | [17 empty] | 0 | 0
12 | 10 | 24 | [17 empty] | 0 | 0
12 | 11 | 1 | [17 empty] | 0 | 0
12 | 11 | 2 | [17 empty] | 0 | 0
12 | 11 | 3 | [17 empty] | 0 | 0
12 | 11 | 4 | [17 empty] | 0 | 0
12 | 11 | 5 | [17 empty] | 0 | 0
12 | 11 | 6 | [17 empty] | 0 | 0
12 | 11 | 7 | [17 empty] | 0 | 0
12 | 11 | 8 | [17 empty] | 0 | 0
12 | 11 | 9 | [17 empty] | 0 | 0
12 | 11 | 10 | [17 empty] | 0 | 0
12 | 11 | 11 | [17 empty] | 0 | 0
12 | 11 | 12 | [17 empty] | 0 | 0
12 | 11 | 13 | [17 empty] | 0 | 0
12 | 11 | 14 | [17 empty] | 0 | 0
12 | 11 | 15 | [17 empty] | 0 | 0
12 | 11 | 16 | [17 empty] | 0 | 0
12 | 11 | 17 | [17 empty] | 0 | 0
12 | 11 | 18 | [17 empty] | 0 | 0
12 | 11 | 19 | [17 empty] | 0 | 0
12 | 11 | 20 | [17 empty] | 0 | 0
12 | 11 | 21 | [17 empty] | 0 | 0
12 | 11 | 22 | [17 empty] | 0 | 0
12 | 11 | 23 | [17 empty] | 0 | 0
12 | 11 | 24 | [17 empty] | 0 | 0
12 | 12 | 1 | [17 empty] | 0 | 0
12 | 12 | 2 | [17 empty] | 0 | 0
12 | 12 | 3 | [17 empty] | 0 | 0
12 | 12 | 4 | [17 empty] | 0 | 0
12 | 12 | 5 | [17 empty] | 0 | 0
12 | 12 | 6 | [17 empty] | 0 | 0
12 | 12 | 7 | [17 empty] | 0 | 0
12 | 12 | 8 | [17 empty] | 0 | 0
12 | 12 | 9 | [17 empty] | 0 | 0
12 | 12 | 10 | [17 empty] | 0 | 0
12 | 12 | 11 | [17 empty] | 0 | 0
12 | 12 | 12 | [17 empty] | 0 | 0
12 | 12 | 13 | [17 empty] | 0 | 0
12 | 12 | 14 | [17 empty] | 0 | 0
12 | 12 | 15 | [17 empty] | 0 | 0
12 | 12 | 16 | [17 empty] | 0 | 0
12 | 12 | 17 | [17 empty] | 0 | 0
12 | 12 | 18 | [17 empty] | 0 | 0
12 | 12 | 19 | [17 empty] | 0 | 0
12 | 12 | 20 | [17 empty] | 0 | 0
12 | 12 | 21 | [17 empty] | 0 | 0
12 | 12 | 22 | [17 empty] | 0 | 0
12 | 12 | 23 | [17 empty] | 0 | 0
12 | 12 | 24 | [17 empty] | 0 | 0
12 | 13 | 1 | [17 empty] | 0 | 0
12 | 13 | 2 | [17 empty] | 0 | 0
12 | 13 | 3 | [17 empty] | 0 | 0
12 | 13 | 4 | [17 empty] | 0 | 0
12 | 13 | 5 | [17 empty] | 0 | 0
12 | 13 | 6 | [17 empty] | 0 | 0
12 | 13 | 7 | [17 empty] | 0 | 0
12 | 13 | 8 | [17 empty] | 0 | 0
12 | 13 | 9 | [17 empty] | 0 | 0
12 | 13 | 10 | [17 empty] | 0 | 0
12 | 13 | 11 | [17 empty] | 0 | 0
12 | 13 | 12 | [17 empty] | 0 | 0
12 | 13 | 13 | [17 empty] | 0 | 0
12 | 13 | 14 | [17 empty] | 0 | 0
12 | 13 | 15 | [17 empty] | 0 | 0
12 | 13 | 16 | [17 empty] | 0 | 0
12 | 13 | 17 | [17 empty] | 0 | 0
12 | 13 | 18 | [17 empty] | 0 | 0
12 | 13 | 19 | [17 empty] | 0 | 0
12 | 13 | 20 | [17 empty] | 0 | 0
12 | 13 | 21 | [17 empty] | 0 | 0
12 | 13 | 22 | [17 empty] | 0 | 0
12 | 13 | 23 | [17 empty] | 0 | 0
12 | 13 | 24 | [17 empty] | 0 | 0
12 | 14 | 1 | [17 empty] | 0 | 0
12 | 14 | 2 | [17 empty] | 0 | 0
12 | 14 | 3 | [17 empty] | 0 | 0
12 | 14 | 4 | [17 empty] | 0 | 0
12 | 14 | 5 | [17 empty] | 0 | 0
12 | 14 | 6 | [17 empty] | 0 | 0
12 | 14 | 7 | [17 empty] | 0 | 0
12 | 14 | 8 | [17 empty] | 0 | 0
12 | 14 | 9 | [17 empty] | 0 | 0
12 | 14 | 10 | [17 empty] | 0 | 0
12 | 14 | 11 | [17 empty] | 0 | 0
12 | 14 | 12 | [17 empty] | 0 | 0
12 | 14 | 13 | [17 empty] | 0 | 0
12 | 14 | 14 | [17 empty] | 0 | 0
12 | 14 | 15 | [17 empty] | 0 | 0
12 | 14 | 16 | [17 empty] | 0 | 0
12 | 14 | 17 | [17 empty] | 0 | 0
12 | 14 | 18 | [17 empty] | 0 | 0
12 | 14 | 19 | [17 empty] | 0 | 0
12 | 14 | 20 | [17 empty] | 0 | 0
12 | 14 | 21 | [17 empty] | 0 | 0
12 | 14 | 22 | [17 empty] | 0 | 0
12 | 14 | 23 | [17 empty] | 0 | 0
12 | 14 | 24 | [17 empty] | 0 | 0
12 | 15 | 1 | [17 empty] | 0 | 0
12 | 15 | 2 | [17 empty] | 0 | 0
12 | 15 | 3 | [17 empty] | 0 | 0
12 | 15 | 4 | [17 empty] | 0 | 0
12 | 15 | 5 | [17 empty] | 0 | 0
12 | 15 | 6 | [17 empty] | 0 | 0
12 | 15 | 7 | [17 empty] | 0 | 0
12 | 15 | 8 | [17 empty] | 0 | 0
12 | 15 | 9 | [17 empty] | 0 | 0
12 | 15 | 10 | [17 empty] | 0 | 0
12 | 15 | 11 | [17 empty] | 0 | 0
12 | 15 | 12 | [17 empty] | 0 | 0
12 | 15 | 13 | [17 empty] | 0 | 0
12 | 15 | 14 | [17 empty] | 0 | 0
12 | 15 | 15 | [17 empty] | 0 | 0
12 | 15 | 16 | [17 empty] | 0 | 0
12 | 15 | 17 | [17 empty] | 0 | 0
12 | 15 | 18 | [17 empty] | 0 | 0
12 | 15 | 19 | [17 empty] | 0 | 0
12 | 15 | 20 | [17 empty] | 0 | 0
12 | 15 | 21 | [17 empty] | 0 | 0
12 | 15 | 22 | [17 empty] | 0 | 0
12 | 15 | 23 | [17 empty] | 0 | 0
12 | 15 | 24 | [17 empty] | 0 | 0
12 | 16 | 1 | [17 empty] | 0 | 0
12 | 16 | 2 | [17 empty] | 0 | 0
12 | 16 | 3 | [17 empty] | 0 | 0
12 | 16 | 4 | [17 empty] | 0 | 0
12 | 16 | 5 | [17 empty] | 0 | 0
12 | 16 | 6 | [17 empty] | 0 | 0
12 | 16 | 7 | [17 empty] | 0 | 0
12 | 16 | 8 | [17 empty] | 0 | 0
12 | 16 | 9 | [17 empty] | 0 | 0
12 | 16 | 10 | [17 empty] | 0 | 0
12 | 16 | 11 | [17 empty] | 0 | 0
12 | 16 | 12 | [17 empty] | 0 | 0
12 | 16 | 13 | [17 empty] | 0 | 0
12 | 16 | 14 | [17 empty] | 0 | 0
12 | 16 | 15 | [17 empty] | 0 | 0
12 | 16 | 16 | [17 empty] | 0 | 0
12 | 16 | 17 | [17 empty] | 0 | 0
12 | 16 | 18 | [17 empty] | 0 | 0
12 | 16 | 19 | [17 empty] | 0 | 0
12 | 16 | 20 | [17 empty] | 0 | 0
12 | 16 | 21 | [17 empty] | 0 | 0
12 | 16 | 22 | [17 empty] | 0 | 0
12 | 16 | 23 | [17 empty] | 0 | 0
12 | 16 | 24 | [17 empty] | 0 | 0
12 | 17 | 1 | [17 empty] | 0 | 0
12 | 17 | 2 | [17 empty] | 0 | 0
12 | 17 | 3 | [17 empty] | 0 | 0
12 | 17 | 4 | [17 empty] | 0 | 0
12 | 17 | 5 | [17 empty] | 0 | 0
12 | 17 | 6 | [17 empty] | 0 | 0
12 | 17 | 7 | [17 empty] | 0 | 0
12 | 17 | 8 | [17 empty] | 0 | 0
12 | 17 | 9 | [17 empty] | 0 | 0
12 | 17 | 10 | [17 empty] | 0 | 0
12 | 17 | 11 | [17 empty] | 0 | 0
12 | 17 | 12 | [17 empty] | 0 | 0
12 | 17 | 13 | [17 empty] | 0 | 0
12 | 17 | 14 | [17 empty] | 0 | 0
12 | 17 | 15 | [17 empty] | 0 | 0
12 | 17 | 16 | [17 empty] | 0 | 0
12 | 17 | 17 | [17 empty] | 0 | 0
12 | 17 | 18 | [17 empty] | 0 | 0
12 | 17 | 19 | [17 empty] | 0 | 0
12 | 17 | 20 | [17 empty] | 0 | 0
12 | 17 | 21 | [17 empty] | 0 | 0
12 | 17 | 22 | [17 empty] | 0 | 0
12 | 17 | 23 | [17 empty] | 0 | 0
12 | 17 | 24 | [17 empty] | 0 | 0
12 | 18 | 1 | [17 empty] | 0 | 0
12 | 18 | 2 | [17 empty] | 0 | 0
12 | 18 | 3 | [17 empty] | 0 | 0
12 | 18 | 4 | [17 empty] | 0 | 0
12 | 18 | 5 | [17 empty] | 0 | 0
12 | 18 | 6 | [17 empty] | 0 | 0
12 | 18 | 7 | [17 empty] | 0 | 0
12 | 18 | 8 | [17 empty] | 0 | 0
12 | 18 | 9 | [17 empty] | 0 | 0
12 | 18 | 10 | [17 empty] | 0 | 0
12 | 18 | 11 | [17 empty] | 0 | 0
12 | 18 | 12 | [17 empty] | 0 | 0
12 | 18 | 13 | [17 empty] | 0 | 0
12 | 18 | 14 | [17 empty] | 0 | 0
12 | 18 | 15 | [17 empty] | 0 | 0
12 | 18 | 16 | [17 empty] | 0 | 0
12 | 18 | 17 | [17 empty] | 0 | 0
12 | 18 | 18 | [17 empty] | 0 | 0
12 | 18 | 19 | [17 empty] | 0 | 0
12 | 18 | 20 | [17 empty] | 0 | 0
12 | 18 | 21 | [17 empty] | 0 | 0
12 | 18 | 22 | [17 empty] | 0 | 0
12 | 18 | 23 | [17 empty] | 0 | 0
12 | 18 | 24 | [17 empty] | 0 | 0
12 | 19 | 1 | [17 empty] | 0 | 0
12 | 19 | 2 | [17 empty] | 0 | 0
12 | 19 | 3 | [17 empty] | 0 | 0
12 | 19 | 4 | [17 empty] | 0 | 0
12 | 19 | 5 | [17 empty] | 0 | 0
12 | 19 | 6 | [17 empty] | 0 | 0
12 | 19 | 7 | [17 empty] | 0 | 0
12 | 19 | 8 | [17 empty] | 0 | 0
12 | 19 | 9 | [17 empty] | 0 | 0
12 | 19 | 10 | [17 empty] | 0 | 0
12 | 19 | 11 | [17 empty] | 0 | 0
12 | 19 | 12 | [17 empty] | 0 | 0
12 | 19 | 13 | [17 empty] | 0 | 0
12 | 19 | 14 | [17 empty] | 0 | 0
12 | 19 | 15 | [17 empty] | 0 | 0
12 | 19 | 16 | [17 empty] | 0 | 0
12 | 19 | 17 | [17 empty] | 0 | 0
12 | 19 | 18 | [17 empty] | 0 | 0
12 | 19 | 19 | [17 empty] | 0 | 0
12 | 19 | 20 | [17 empty] | 0 | 0
12 | 19 | 21 | [17 empty] | 0 | 0
12 | 19 | 22 | [17 empty] | 0 | 0
12 | 19 | 23 | [17 empty] | 0 | 0
12 | 19 | 24 | [17 empty] | 0 | 0
12 | 20 | 1 | [17 empty] | 0 | 0
12 | 20 | 2 | [17 empty] | 0 | 0
12 | 20 | 3 | [17 empty] | 0 | 0
12 | 20 | 4 | [17 empty] | 0 | 0
12 | 20 | 5 | [17 empty] | 0 | 0
12 | 20 | 6 | [17 empty] | 0 | 0
12 | 20 | 7 | [17 empty] | 0 | 0
12 | 20 | 8 | [17 empty] | 0 | 0
12 | 20 | 9 | [17 empty] | 0 | 0
12 | 20 | 10 | [17 empty] | 0 | 0
12 | 20 | 11 | [17 empty] | 0 | 0
12 | 20 | 12 | [17 empty] | 0 | 0
12 | 20 | 13 | [17 empty] | 0 | 0
12 | 20 | 14 | [17 empty] | 0 | 0
12 | 20 | 15 | [17 empty] | 0 | 0
12 | 20 | 16 | [17 empty] | 0 | 0
12 | 20 | 17 | [17 empty] | 0 | 0
12 | 20 | 18 | [17 empty] | 0 | 0
12 | 20 | 19 | [17 empty] | 0 | 0
12 | 20 | 20 | [17 empty] | 0 | 0
12 | 20 | 21 | [17 empty] | 0 | 0
12 | 20 | 22 | [17 empty] | 0 | 0
12 | 20 | 23 | [17 empty] | 0 | 0
12 | 20 | 24 | [17 empty] | 0 | 0
12 | 21 | 1 | [17 empty] | 0 | 0
12 | 21 | 2 | [17 empty] | 0 | 0
12 | 21 | 3 | [17 empty] | 0 | 0
12 | 21 | 4 | [17 empty] | 0 | 0
12 | 21 | 5 | [17 empty] | 0 | 0
12 | 21 | 6 | [17 empty] | 0 | 0
12 | 21 | 7 | [17 empty] | 0 | 0
12 | 21 | 8 | [17 empty] | 0 | 0
12 | 21 | 9 | [17 empty] | 0 | 0
12 | 21 | 10 | [17 empty] | 0 | 0
12 | 21 | 11 | [17 empty] | 0 | 0
12 | 21 | 12 | [17 empty] | 0 | 0
12 | 21 | 13 | [17 empty] | 0 | 0
12 | 21 | 14 | [17 empty] | 0 | 0
12 | 21 | 15 | [17 empty] | 0 | 0
12 | 21 | 16 | [17 empty] | 0 | 0
12 | 21 | 17 | [17 empty] | 0 | 0
12 | 21 | 18 | [17 empty] | 0 | 0
12 | 21 | 19 | [17 empty] | 0 | 0
12 | 21 | 20 | [17 empty] | 0 | 0
12 | 21 | 21 | [17 empty] | 0 | 0
12 | 21 | 22 | [17 empty] | 0 | 0
12 | 21 | 23 | [17 empty] | 0 | 0
12 | 21 | 24 | [17 empty] | 0 | 0
12 | 22 | 1 | [17 empty] | 0 | 0
12 | 22 | 2 | [17 empty] | 0 | 0
12 | 22 | 3 | [17 empty] | 0 | 0
12 | 22 | 4 | [17 empty] | 0 | 0
12 | 22 | 5 | [17 empty] | 0 | 0
12 | 22 | 6 | [17 empty] | 0 | 0
12 | 22 | 7 | [17 empty] | 0 | 0
12 | 22 | 8 | [17 empty] | 0 | 0
12 | 22 | 9 | [17 empty] | 0 | 0
12 | 22 | 10 | [17 empty] | 0 | 0
12 | 22 | 11 | [17 empty] | 0 | 0
12 | 22 | 12 | [17 empty] | 0 | 0
12 | 22 | 13 | [17 empty] | 0 | 0
12 | 22 | 14 | [17 empty] | 0 | 0
12 | 22 | 15 | [17 empty] | 0 | 0
12 | 22 | 16 | [17 empty] | 0 | 0
12 | 22 | 17 | [17 empty] | 0 | 0
12 | 22 | 18 | [17 empty] | 0 | 0
12 | 22 | 19 | [17 empty] | 0 | 0
12 | 22 | 20 | [17 empty] | 0 | 0
12 | 22 | 21 | [17 empty] | 0 | 0
12 | 22 | 22 | [17 empty] | 0 | 0
12 | 22 | 23 | [17 empty] | 0 | 0
12 | 22 | 24 | [17 empty] | 0 | 0
12 | 23 | 1 | [17 empty] | 0 | 0
12 | 23 | 2 | [17 empty] | 0 | 0
12 | 23 | 3 | [17 empty] | 0 | 0
12 | 23 | 4 | [17 empty] | 0 | 0
12 | 23 | 5 | [17 empty] | 0 | 0
12 | 23 | 6 | [17 empty] | 0 | 0
12 | 23 | 7 | [17 empty] | 0 | 0
12 | 23 | 8 | [17 empty] | 0 | 0
12 | 23 | 9 | [17 empty] | 0 | 0
12 | 23 | 10 | [17 empty] | 0 | 0
12 | 23 | 11 | [17 empty] | 0 | 0
12 | 23 | 12 | [17 empty] | 0 | 0
12 | 23 | 13 | [17 empty] | 0 | 0
12 | 23 | 14 | [17 empty] | 0 | 0
12 | 23 | 15 | [17 empty] | 0 | 0
12 | 23 | 16 | [17 empty] | 0 | 0
12 | 23 | 17 | [17 empty] | 0 | 0
12 | 23 | 18 | [17 empty] | 0 | 0
12 | 23 | 19 | [17 empty] | 0 | 0
12 | 23 | 20 | [17 empty] | 0 | 0
12 | 23 | 21 | [17 empty] | 0 | 0
12 | 23 | 22 | [17 empty] | 0 | 0
12 | 23 | 23 | [17 empty] | 0 | 0
12 | 23 | 24 | [17 empty] | 0 | 0
12 | 24 | 1 | [17 empty] | 0 | 0
12 | 24 | 2 | [17 empty] | 0 | 0
12 | 24 | 3 | [17 empty] | 0 | 0
12 | 24 | 4 | [17 empty] | 0 | 0
12 | 24 | 5 | [17 empty] | 0 | 0
12 | 24 | 6 | [17 empty] | 0 | 0
12 | 24 | 7 | [17 empty] | 0 | 0
12 | 24 | 8 | [17 empty] | 0 | 0
12 | 24 | 9 | [17 empty] | 0 | 0
12 | 24 | 10 | [17 empty] | 0 | 0
12 | 24 | 11 | [17 empty] | 0 | 0
12 | 24 | 12 | [17 empty] | 0 | 0
12 | 24 | 13 | [17 empty] | 0 | 0
12 | 24 | 14 | [17 empty] | 0 | 0
12 | 24 | 15 | [17 empty] | 0 | 0
12 | 24 | 16 | [17 empty] | 0 | 0
12 | 24 | 17 | [17 empty] | 0 | 0
12 | 24 | 18 | [17 empty] | 0 | 0
12 | 24 | 19 | [17 empty] | 0 | 0
12 | 24 | 20 | [17 empty] | 0 | 0
12 | 24 | 21 | [17 empty] | 0 | 0
12 | 24 | 22 | [17 empty] | 0 | 0
12 | 24 | 23 | [17 empty] | 0 | 0
12 | 24 | 24 | [17 empty] | 0 | 0
12 | 25 | 1 | [17 empty] | 0 | 0
12 | 25 | 2 | [17 empty] | 0 | 0
12 | 25 | 3 | [17 empty] | 0 | 0
12 | 25 | 4 | [17 empty] | 0 | 0
12 | 25 | 5 | [17 empty] | 0 | 0
12 | 25 | 6 | [17 empty] | 0 | 0
12 | 25 | 7 | [17 empty] | 0 | 0
12 | 25 | 8 | [17 empty] | 0 | 0
12 | 25 | 9 | [17 empty] | 0 | 0
12 | 25 | 10 | [17 empty] | 0 | 0
12 | 25 | 11 | [17 empty] | 0 | 0
12 | 25 | 12 | [17 empty] | 0 | 0
12 | 25 | 13 | [17 empty] | 0 | 0
12 | 25 | 14 | [17 empty] | 0 | 0
12 | 25 | 15 | [17 empty] | 0 | 0
12 | 25 | 16 | [17 empty] | 0 | 0
12 | 25 | 17 | [17 empty] | 0 | 0
12 | 25 | 18 | [17 empty] | 0 | 0
12 | 25 | 19 | [17 empty] | 0 | 0
12 | 25 | 20 | [17 empty] | 0 | 0
12 | 25 | 21 | [17 empty] | 0 | 0
12 | 25 | 22 | [17 empty] | 0 | 0
12 | 25 | 23 | [17 empty] | 0 | 0
12 | 25 | 24 | [17 empty] | 0 | 0
12 | 26 | 1 | [17 empty] | 0 | 0
12 | 26 | 2 | [17 empty] | 0 | 0
12 | 26 | 3 | [17 empty] | 0 | 0
12 | 26 | 4 | [17 empty] | 0 | 0
12 | 26 | 5 | [17 empty] | 0 | 0
12 | 26 | 6 | [17 empty] | 0 | 0
12 | 26 | 7 | [17 empty] | 0 | 0
12 | 26 | 8 | [17 empty] | 0 | 0
12 | 26 | 9 | [17 empty] | 0 | 0
12 | 26 | 10 | [17 empty] | 0 | 0
12 | 26 | 11 | [17 empty] | 0 | 0
12 | 26 | 12 | [17 empty] | 0 | 0
12 | 26 | 13 | [17 empty] | 0 | 0
12 | 26 | 14 | [17 empty] | 0 | 0
12 | 26 | 15 | [17 empty] | 0 | 0
12 | 26 | 16 | [17 empty] | 0 | 0
12 | 26 | 17 | [17 empty] | 0 | 0
12 | 26 | 18 | [17 empty] | 0 | 0
12 | 26 | 19 | [17 empty] | 0 | 0
12 | 26 | 20 | [17 empty] | 0 | 0
12 | 26 | 21 | [17 empty] | 0 | 0
12 | 26 | 22 | [17 empty] | 0 | 0
12 | 26 | 23 | [17 empty] | 0 | 0
12 | 26 | 24 | [17 empty] | 0 | 0
12 | 27 | 1 | [17 empty] | 0 | 0
12 | 27 | 2 | [17 empty] | 0 | 0
12 | 27 | 3 | [17 empty] | 0 | 0
12 | 27 | 4 | [17 empty] | 0 | 0
12 | 27 | 5 | [17 empty] | 0 | 0
12 | 27 | 6 | [17 empty] | 0 | 0
12 | 27 | 7 | [17 empty] | 0 | 0
12 | 27 | 8 | [17 empty] | 0 | 0
12 | 27 | 9 | [17 empty] | 0 | 0
12 | 27 | 10 | [17 empty] | 0 | 0
12 | 27 | 11 | [17 empty] | 0 | 0
12 | 27 | 12 | [17 empty] | 0 | 0
12 | 27 | 13 | [17 empty] | 0 | 0
12 | 27 | 14 | [17 empty] | 0 | 0
12 | 27 | 15 | [17 empty] | 0 | 0
12 | 27 | 16 | [17 empty] | 0 | 0
12 | 27 | 17 | [17 empty] | 0 | 0
12 | 27 | 18 | [17 empty] | 0 | 0
12 | 27 | 19 | [17 empty] | 0 | 0
12 | 27 | 20 | [17 empty] | 0 | 0
12 | 27 | 21 | [17 empty] | 0 | 0
12 | 27 | 22 | [17 empty] | 0 | 0
12 | 27 | 23 | [17 empty] | 0 | 0
12 | 27 | 24 | [17 empty] | 0 | 0
12 | 28 | 1 | [17 empty] | 0 | 0
12 | 28 | 2 | [17 empty] | 0 | 0
12 | 28 | 3 | [17 empty] | 0 | 0
12 | 28 | 4 | [17 empty] | 0 | 0
12 | 28 | 5 | [17 empty] | 0 | 0
12 | 28 | 6 | [17 empty] | 0 | 0
12 | 28 | 7 | [17 empty] | 0 | 0
12 | 28 | 8 | [17 empty] | 0 | 0
12 | 28 | 9 | [17 empty] | 0 | 0
12 | 28 | 10 | [17 empty] | 0 | 0
12 | 28 | 11 | [17 empty] | 0 | 0
12 | 28 | 12 | [17 empty] | 0 | 0
12 | 28 | 13 | [17 empty] | 0 | 0
12 | 28 | 14 | [17 empty] | 0 | 0
12 | 28 | 15 | [17 empty] | 0 | 0
12 | 28 | 16 | [17 empty] | 0 | 0
12 | 28 | 17 | [17 empty] | 0 | 0
12 | 28 | 18 | [17 empty] | 0 | 0
12 | 28 | 19 | [17 empty] | 0 | 0
12 | 28 | 20 | [17 empty] | 0 | 0
12 | 28 | 21 | [17 empty] | 0 | 0
12 | 28 | 22 | [17 empty] | 0 | 0
12 | 28 | 23 | [17 empty] | 0 | 0
12 | 28 | 24 | [17 empty] | 0 | 0
12 | 29 | 1 | [17 empty] | 0 | 0
12 | 29 | 2 | [17 empty] | 0 | 0
12 | 29 | 3 | [17 empty] | 0 | 0
12 | 29 | 4 | [17 empty] | 0 | 0
12 | 29 | 5 | [17 empty] | 0 | 0
12 | 29 | 6 | [17 empty] | 0 | 0
12 | 29 | 7 | [17 empty] | 0 | 0
12 | 29 | 8 | [17 empty] | 0 | 0
12 | 29 | 9 | [17 empty] | 0 | 0
12 | 29 | 10 | [17 empty] | 0 | 0
12 | 29 | 11 | [17 empty] | 0 | 0
12 | 29 | 12 | [17 empty] | 0 | 0
12 | 29 | 13 | [17 empty] | 0 | 0
12 | 29 | 14 | [17 empty] | 0 | 0
12 | 29 | 15 | [17 empty] | 0 | 0
12 | 29 | 16 | [17 empty] | 0 | 0
12 | 29 | 17 | [17 empty] | 0 | 0
12 | 29 | 18 | [17 empty] | 0 | 0
12 | 29 | 19 | [17 empty] | 0 | 0
12 | 29 | 20 | [17 empty] | 0 | 0
12 | 29 | 21 | [17 empty] | 0 | 0
12 | 29 | 22 | [17 empty] | 0 | 0
12 | 29 | 23 | [17 empty] | 0 | 0
12 | 29 | 24 | [17 empty] | 0 | 0
12 | 30 | 1 | [17 empty] | 0 | 0
12 | 30 | 2 | [17 empty] | 0 | 0
12 | 30 | 3 | [17 empty] | 0 | 0
12 | 30 | 4 | [17 empty] | 0 | 0
12 | 30 | 5 | [17 empty] | 0 | 0
12 | 30 | 6 | [17 empty] | 0 | 0
12 | 30 | 7 | [17 empty] | 0 | 0
12 | 30 | 8 | [17 empty] | 0 | 0
12 | 30 | 9 | [17 empty] | 0 | 0
12 | 30 | 10 | [17 empty] | 0 | 0
12 | 30 | 11 | [17 empty] | 0 | 0
12 | 30 | 12 | [17 empty] | 0 | 0
12 | 30 | 13 | [17 empty] | 0 | 0
12 | 30 | 14 | [17 empty] | 0 | 0
12 | 30 | 15 | [17 empty] | 0 | 0
12 | 30 | 16 | [17 empty] | 0 | 0
12 | 30 | 17 | [17 empty] | 0 | 0
12 | 30 | 18 | [17 empty] | 0 | 0
12 | 30 | 19 | [17 empty] | 0 | 0
12 | 30 | 20 | [17 empty] | 0 | 0
12 | 30 | 21 | [17 empty] | 0 | 0
12 | 30 | 22 | [17 empty] | 0 | 0
12 | 30 | 23 | [17 empty] | 0 | 0
12 | 30 | 24 | [17 empty] | 0 | 0
12 | 31 | 1 | [17 empty] | 0 | 0
12 | 31 | 2 | [17 empty] | 0 | 0
12 | 31 | 3 | [17 empty] | 0 | 0
12 | 31 | 4 | [17 empty] | 0 | 0
12 | 31 | 5 | [17 empty] | 0 | 0
12 | 31 | 6 | [17 empty] | 0 | 0
12 | 31 | 7 | [17 empty] | 0 | 0
12 | 31 | 8 | [17 empty] | 0 | 0
12 | 31 | 9 | [17 empty] | 0 | 0
12 | 31 | 10 | [17 empty] | 0 | 0
12 | 31 | 11 | [17 empty] | 0 | 0
12 | 31 | 12 | [17 empty] | 0 | 0
12 | 31 | 13 | [17 empty] | 0 | 0
12 | 31 | 14 | [17 empty] | 0 | 0
12 | 31 | 15 | [17 empty] | 0 | 0
12 | 31 | 16 | [17 empty] | 0 | 0
12 | 31 | 17 | [17 empty] | 0 | 0
12 | 31 | 18 | [17 empty] | 0 | 0
12 | 31 | 19 | [17 empty] | 0 | 0
12 | 31 | 20 | [17 empty] | 0 | 0
12 | 31 | 21 | [17 empty] | 0 | 0
12 | 31 | 22 | [17 empty] | 0 | 0
12 | 31 | 23 | [17 empty] | 0 | 0
12 | 31 | 24 | [17 empty] | 0 | 0
Note on G2: [Threaded comment] Your version of Excel allows you to read this threaded comment; however, any edits to it will get removed if the file is opened in a newer version of Excel. Learn more: https://go.microsoft.com/fwlink/?linkid=870924 Comment: From November 1st to March 31st. From 4:00PM to 9:00PM
Note on G4: [Threaded comment] Your version of Excel allows you to read this threaded comment; however, any edits to it will get removed if the file is opened in a newer version of Excel. Learn more: https://go.microsoft.com/fwlink/?linkid=870924 Comment: From January 1st to December 31st. From 0:00AM to 12:00AM
Note on G5: [Threaded comment] Your version of Excel allows you to read this threaded comment; however, any edits to it will get removed if the file is opened in a newer version of Excel. Learn more: https://go.microsoft.com/fwlink/?linkid=870924 Comment: From January 1st to December 31st. From 0:00AM to 12:00AM
Note on U4: [Threaded comment] Your version of Excel allows you to read this threaded comment; however, any edits to it will get removed if the file is opened in a newer version of Excel. Learn more: https://go.microsoft.com/fwlink/?linkid=870924 Comment: Annual Peak Electric Demand

## Secondary EM tab (hidden)
EfficiencyBC Custom Lite Program |  | Grey cells for user inputs (where applicable)
Study Summary
BCH Project No. |  | Date Prepared |  |  |  | Revision #
yyyy-mm-dd
Building Name |  |  |  | City
0 |  |  |  | 0
Prepared by
Name |  | Phone |  | Email
0 |  | 0 |  | 0
Proposed Electrification Measure
Estimated Measure Life of EM
Annual Electricity Consumption
| Baseline building performance |  |  |  | Building performance with electrification measure
| Quantity | Units |  |  | Quantity | Units
Tariff rate | 0 | rate |  |  | 0 | rate
Purchased |  | kWh/yr |  |  |  | kWh/yr
Annual peak demand |  | kW |  |  |  | kW
Avg monthly peak demand |  | kW |  |  |  | kW
Annual electricity consumption summary
Annual energy cost |  | $/year |  |  |  | $/year
Annual demand cost |  | $/year |  |  |  | $/year
Total annual electricity costs | #VALUE! | $/year |  |  | #VALUE! | $/year
Annual GHG emissions | 0 | tCO2e/yr |  |  | 0 | tCO2e/yr
Annual Fuel Consumption
| Baseline building performance |  |  |  | Building performance with electrification measure
| Quantity | Units |  |  | Quantity | Units
Natural Gas (GJ) |  | GJ/year |  |  |  | GJ/year
Rate | 0 | $/GJ/year |  |  | 0 | $/GJ/year
Annual fuel costs | 0 | $/year |  |  | 0 | $/year
Annual equivalent input energy usage | 0 | ekWh/yr |  |  | 0 | ekWh/yr
Emission factor | 49.87 | C02e/GJ |  |  | 49.87 | C02e/GJ
GHG emissions | 0 | tCO2e/yr |  |  | 0 | tCO2e/yr
| Baseline building performance |  |  |  | Building performance with electrification measure
Total connected Load | 0 | kW |  |  | 0 | kW
Main Switch Capacity |  | kW |  |  |  | kW
Capital and maintenance costs
Canadian Dollars only
| Baseline equipment |  |  |  | Proposed Electrification Measure
Equipment |  | $ |  |  |  | $
Installation |  | $ |  |  |  | $
Interconnection equipment | [5 empty] | $
interconnection installation | [5 empty] | $
Capital Cost Sub Total: | 0 | $ |  |  | 0 | $
Maintenance Cost (Labour and Materials) |  | $/year |  |  |  | $/year
Incremental project cost and benefit summary
Net Incremental GHG Emissions Over Measure Life |  |  |  |  | #VALUE! | tonneCO2e
Net Incremental Annual GHG Emissions |  |  |  |  | 0 | tCO2e/year
Positive values indicate emission increase, negative values indicate emission decrease
Net Incremental Electrical Energy |  |  |  |  | 0 | kWh / year
Net Incremental Electrical Annual Monthly Average Demand |  |  |  |  | 0 | kW
Net Incremental Fuel Consumption |  |  |  |  | 0 | GJ/year
Net Incremental Capital Cost Without Incentive |  |  |  |  | 0
Net Incremental Maintenance Cost |  |  |  |  | 0 | per year
Net Incremental Energy Cost (Electricity and Fuel) |  |  |  |  | #VALUE! | per year
Simple Payback Without Incentive (years) |  |  |  |  | #VALUE! | #VALUE!
Positive values indicate unit increase, negative values indicate unit decrease
Additional Notes:

## Inputs-DHW (hidden)
DHW Information Sheet
Performance Parameters | Units | BASELINE | PROPOSED
Average Daily DHW Consumption Rate
Annual Operational Days | days per year
Total Number of DHW Use Units | persons, suites, etc.
DHW Supply Temperature Set-point
Fuel heating seasonal efficiency (%) if applicable | N/A
Fuel heating source if applicable | N/A | gas, propane, etc. | gas, propane, etc.
Proposed Heat Pump Source Temperature |  | N/A
Proposed Heat Pump Supply Temperature |  | N/A
Proposed Heat Pump Heating COP (assumed constant) | N/A | N/A
Proposed Heat Pump Heating Capacity |  | N/A
Circulation Pumps' Total Power Draw (peak) | kW
Electricity Energy Cost Rate | $ / kWh
Electricity Demand Cost Rate | $ / kW
Fuel Energy Rate | $ / GJ
Note on A8: If not applicable, leave cell blank.

## Inputs-RTU (hidden)
RTU Information Sheet
Performance Parameters | Units | BASELINE | PROPOSED
Total supply air flow rate at unit
Total outdoor air flow rate at unit
Total exhaust air flow rate at unit
Exhaust air heat recovery effectiveness (sensible) if applicable | N/A | 0% | 0%
Supply air temperature (DB) after unit
Return (exhaust) air temperature (DB)
Supply fan electric power draw | kW
Return fan electric power draw | kW
Proposed heat pump heating capacity at 60F ambient DB (exclude backup) |  | N/A
Proposed backup heating source | N/A | N/A
Proposed cut-off ambient temperature (start back up heating) |  | N/A |  | When back up on, compressor is off
Fuel heating seasonal efficiency (%) if applicable | N/A
Fuel heating source if applicable | N/A | gas, propane, etc. | gas, propane, etc.
Fuel Emission Factor (GHG) | kg eCO2 per GJ | #N/A | #N/A
Seasonal Cooling Efficiency (if applicable)
Electricity Energy Cost Rate | $ / kWh
Electricity Demand Cost Rate | $ / kW
Fuel Energy Cost Rate | $ / GJ
Note on A3: For 100% outdoor air systems, input outdoor airflow here.
Note on A15: If not applicable, leave cell blank.
Note on A17: If not applicable, leave cell blank.
Note on C3: For 100% outdoor air systems, input outdoor airflow here.
Note on E13: Mahdi, Salah: As per Ivan @ Trane

## Schedule B (hidden)
| BC Hydro Representative: |  |  |  | BCH File Number:
Project Information
Company Name
0
| Site Address |  |  | Site ID
0
| Total Expected Project Cost |  | Total Incremental Project Cost | Total expected GHG emissions reduciton
| #REF! |  | #REF! |  | tonnes CO2e
Electrification measures
Table 1: List of electrification measures (“EM”) in the Project
# | Implemented electrification measures |  |  | Expected Annual Emissions Decrease (tonnes CO2e) | Implemented as Expected* | Not Installed
1 | #REF!
2 | #REF!
3 | #REF!
4 | #REF!
5 | #REF!
PLEASE SEE BELOW OR NEXT PAGE TO SIGN DECLARATION
Applicant's declaration
If electrification measures (EM) are NOT implemented as expected, please review and check appropriately
For all EMs, please submit an updated PRIP Workbook with the list of current EM(s) and quantities as implemented (attach separately)
Project Implementation Date
(yyyy-mm-dd)
Legal Name of Applicant:
| Authorized signature: |  |  | Job Title:
| Name (please print): |  |  | Date:
| Site Inspection Contact: |  |  | Phone #:
I, the undersigned, declare:
that I am the owner, or a duly authorized representative of the owner, of the building described here above;
that the information in this document, along with the supporting evidence, is accurate and complete;
that all the electrification measures are installed and implemented as described in Table 1 as of the Project Implementation Date indicated below.
Y
N
Y
N
Y
N
Y
N
Y
N

## Schedule C (hidden)
| BC Hydro Representative: |  |  | BCH File Number:
| 0 |  |  | 0
Please complete the following and submit along with Invoice Reconciliation and Implementation Support Documents for the approved electrification measure(s) as described in Schedule B of the Incentive Fund Agreement.
Project information
Company Name
0
Project cost summary
| Total actual project cost (excluding tax) |  | **Incentive funding may be adjusted if the actual project cost is less than the estimate project cost.
| Total estimated project cost (excluding tax) | #REF!
If total completed project cost is less than total expected project cost, please check that all invoices are accounted for as part of this Schedule C submission with no additional invoices to be submitted.
PLEASE NOTE THAT SUBMISSION OF PROJECT INVOICES IS REQUIRED
All submitted invoices must show each product’s manufacturer, full part number, quantity and overall cost
Applicant's declaration
I, the undersigned, declare that the information contained in this declaration and the attached Invoice Reconciliation Template is accurate and complete and all invoices pertaining to this Project have been paid in full and all applicable permits pertaining to the Project are in place.
Legal Name of Applicant:
Authorized signature: |  |  | Job Title:
Name (please print): |  |  | Date:
Group Box 30

## CEM Engineering review summary (hidden)
Incremental project cost and benefit summary
Net Incremental GHG Emissions Over Measure Life | #VALUE! | tonneCO2e
Net Incremental Annual GHG Emissions | 0 | tCO2e/year
Positive values indicate emission increase, negative values indicate emission decrease
Net Incremental Electrical Energy | 0 | kWh / year
Net Incremental Electrical Annual Monthly Average Demand | 0 | kW
Net Incremental Fuel Consumption | 0 | GJ/year
Net Incremental Capital Cost Without Incentive | 0
Net Incremental Maintenance Cost | 0 | per year
Net Incremental Energy Cost (Electricity and Fuel) | #VALUE! | per year
Simple Payback Without Incentive (years) | #VALUE! | #VALUE!
Positive values indicate unit increase, negative values indicate unit decrease
Additional Notes: