## Revision Log (hidden)
Revision Log
Version | Year | Month | Day | Revision by | Revisions, changes, updates, corrections | Sheet(s) | Cell(s)
2.2 | 2023 | 04 | 18 | Salah Mahdi, P.Eng. | Change workbook version from v2.1 to 2.2 | 1- pre screen | G1
[5 empty] | Update version date to April 2023 | 1- pre screen | G1
[5 empty] | This was one cell to indicate one common energy code for all four building columns. Now, there is one energy code entry for each of the four buildings. | 1- pre screen | B32
[5 empty] | Elaborate on what information is required of the Concept Design (Baseline) Details and Probable Cost Estimates. | 1- pre screen | A88
[5 empty] | Updated description of required information. | 2- Proposal | A42 A63
[5 empty] | Unify input fields for building envelope parameters. (i.e. Baseline equals Proposed parameters). | 2- Proposal | A52
[5 empty] | Add SI units in the description of the design parameters to avoid incorrect inputs by consultants. | 2- Proposal | Column A
[5 empty] | Re-organized some cells to avoid confusion. EM numbering | 2- Proposal | Column D
[5 empty] | Add more details to requested information for DHW. | 2- Proposal | A102
[5 empty] | Added a large note to advice consultant not to edit the proposal sheet after BC Hydro's approval of the Proposal sheet. | 2- Proposal | A28
[5 empty] | Added a large note to advice consultant not to edit the Baseline case (without BC Hydro's pre-approval) after BC Hydro's approval of the Proposal sheet. | 3- Study Inputs | A28
[5 empty] | Unlock (unprotect) Baseline parameters. | 3- Study Inputs | Column B
[5 empty] | Shifted row # 31 downward once to align with row position in the proposal sheet. | 3- Study Inputs | Row 31
[5 empty] | Unify input fields for building envelope parameters. (i.e. Baseline equals Proposed parameters). | 3- Study Inputs | A52
[5 empty] | Reorganized hourly results sheet to avoid missing information. | 6- Baseline Hourly Results
[5 empty] | Reorganized hourly results sheet to avoid missing information. | 7- Proposed Hourly Results
[5 empty] | Update GHG factor for BC Hydro (electricity) from 9.7 to 11.5 tCO2e per GWh Elec. Source: https://www2.gov.bc.ca/gov/content/environment/climate-change/industry/reporting/quantify/electricity | REFERENCE | I68
[5 empty] | Add new LCE end use/measure: Process Electric Steam Boiler Source: List of active LCE measures in xRM. | REFERENCE | D38
[5 empty] | Change reference to ASHRAE 90.1 from 2016 to 2019 | REFERENCE | H6
[5 empty] | Change reference to NECB from 2015 to 2020 | REFERENCE | H7
[5 empty] | Remove reference to BC Energy Step 1 because it will be not applicable from May 1st 2023. | REFERENCE | H2
[5 empty] | Added a new sheet to populate xRM entries | xRM entries (hidden)
2.2 | 2023 | 04 | 19 | Salah Mahdi, P.Eng. | Expanded the selection list to include the new LCE end use/measure: Process Electric Steam Boiler | 1- pre screen | Row 123
[5 empty] | Expanded the selection list to include the new LCE end use/measure: Process Electric Steam Boiler | 4- Study Results | Row 58
2.2 | 2023 | 04 | 20 | Salah Mahdi, P.Eng. | Update version date from April 2023 to May 2023 per Tao's request. | 1- pre screen | G1
[5 empty] | Add comment (note) in this cells to clarify what we are expecting as correct input. Those cell are often incorrectly filled by consultants. | 4- Study Results | Row 105
[5 empty] | Unlocked (unprotected) this row to allow user to edit if/when necessary Annual Carbon Offset Credit ( $ / year ) | 4- Study Results | Row 109
2.2 | 2023 | 04 | 21 | Salah Mahdi, P.Eng. | Change default from "No" to "Yes". | 4- Study Results | Row 59
[5 empty] | Gas GJ and GHG results appeared as negative numbers. I changed the sign to positive. | xRM entries | Column E, J
[5 empty] | Proposed Non-electrical benefits ($) which represents O&M incremental cost was appearing as positive I changed it to negative because it is not saving, it is incremental cost | xRM entries | Column F
[5 empty] | I added this row to show the totals of each column. This is useful for creating the xRM note for the overall results. | xRM entries | Row 9
2.3 | 2023 | 06 | 29 | Salah Mahdi, P.Eng. | Added a new list of energy end uses that match BC Hydro's xRM entries | REFERENCE | G21
[5 empty] | Added a new row to indicate energy end uses for each measure | 4- Study Results | Row 59
[5 empty] | Added a new sheet to populate xRM entries | SUMMARY IMPORT | Rows 3 to 27 Columns C, G, K, O, S
2.4 | 2023 | 07 | 25 | Salah Mahdi, P.Eng. | Added a new sheet "Admin Info" Made pull down menue (list) of offers and energy end uses. | Admin Info | Rows 20 and 21
[5 empty] | Linked cells to Admin sheet where there is duplication of information. | 1- pre screen | Rows 10 to 23
[5 empty] | Hide carbon offset credit cell. | 4- Study Results | B110
[5 empty] | Hide carbon offset credit. | 1- pre screen | Row 51
2.5 | 2023 | 09 | 19 | Salah Mahdi, P.Eng. | Removed Admin tab
Renumber sheets
Updated Instruction sheet
2.6 | 2023 | 10 | 17 | Salah Mahdi, P.Eng. | Rename prescreen sheet to "Project Info" sheet. | 1- pre screen
[5 empty] | Elec and gas cost rates are now hidden. | 1- Project Info | row # 48
[5 empty] | Elec monthly avg demand now hidden | 1- Project Info | Row #66 Row # 128
[5 empty] | Costing info now hidden | 1- Project Info | Row # 133 to 136
[5 empty] | Study schedule now hidden | 1- Project Info | Row 142
[5 empty] | Mech, cost, general contractor contact info now hidden. | 2- Proposal 3- Study Inputs | Row 17
[5 empty] | Building envelope section now renamed as "Proposed Building Envelope" | 2- Proposal 3- Study Inputs | Row 52
[5 empty] | Natural ventilation question now hidden | 2- Proposal 3- Study Inputs | Row 83
[5 empty] | Pump info now hiden | 2- Proposal 3- Study Inputs | Rows 92 to 95
[5 empty] | Hide heat rejection info | 2- Proposal 3- Study Inputs | Row 98
[5 empty] | Adding a question re. cut-off temp | 2- Proposal 3- Study Inputs | Rows 90 and 106
[5 empty] | Hide Annual non-energy benefits or detriments (Water conservation, etc.) $/year | 4- Study Results | Row 111
[5 empty] | Created two new sheets for internal use by review engineers. Those sheets have formulas to calculate GHG results, while original sheets require consultants to input GHG results rather than relying on BC Hydro's formulas. | 4- Study Results (internal) Summary (internal)
2.6 | 2023 | 10 | 19 | Salah Mahdi, P.Eng. | Removed GHG-related formulas and made it user-input field. | 4- Study Results | All yellow cells.
2.7 | 2023 | 12 | 11 | Salah Mahdi, P.Eng. | Add energy end uses selection list. | 1- Project Info | row 123
[5 empty] | Make selection list of measures dependant on end uses. | 1- Project Info | row 124
[5 empty] | Remove prefix HVAC and DHW from LCE measure names. | REFERENCE | column D
[5 empty] | Add energy end uses selection list. | 4- Study Results | row 58
[5 empty] | Make selection list of measures dependant on end uses. | 4- Study Results | row 60
2.7 | 2023 | 12 | 12 | Salah Mahdi, P.Eng. | Change the word "Initiative Detail" to "End Use" as per instructions from Pardo (xRM team) via email dated 12 Dec 2023. | SUMMARY IMPORT | rows 5, 35, 65, 95
2.7 | 2024 | 1 | 22 | Salah Mahdi, P.Eng. | Corrected formula by deducting CO2 credit from annual "incremental" O&M cost. It was being added before which is incorrect, since it is a benefit (not an incremental cost). | 4- Study Results | row 117
2.7 | 2024 | 1 | 31 | Salah Mahdi, P.Eng. | Unlock locked cells that are required for user inputs. | 1- Project Info | B10, B17, B23
[5 empty] | Lock unlocked cell that are not user inputs. | 1- Project Info | A88, A106
[5 empty] | Add the word efficiency to the cell title. | 1- Project Info | A44, A45
[5 empty] | Unlock locked cells that are required for user inputs. | 2- Proposal | D3
[5 empty] | Pull down list not working. Now fixed by re-defining range names. | 2- Proposal | B35
[5 empty] | Pull down list not working. Now fixed by re-defining range names. | 2- Proposal | B37
[5 empty] | Add temperature unit ( deg. C) to setpoint / set-back input fields. | 2- Proposal | D50, D51
[5 empty] | Change units for fan efficiency from W/CFM to W/L/s to keep all units consistently in SI. | 2- Proposal | A70 A76
[5 empty] | Add the work "set-point" to the cell title. | 2- Proposal | A96
2.8 | 2025 | 4 | 4 | Salah Mahdi, P.Eng. | Update version from 2.7 to 2.8 and update the release date | Instructions | L1
[5 empty] | Update BC Hydro electricity GHG emission factor from 11.5 to 9.9 | REFERENCE | I68
[5 empty] | Update formula regarding Rounding off issue - sumproduct of the rounded tCO2e per measure times years of persistence. | Summary | B10
2.8 | 2025 | 5 | 1 | Salah Mahdi, P.Eng. | Update wording for energy study submission requirements. | Instructions | A6
2.8 | 2025 | 6 | 15 | Salah Mahdi, P.Eng. | Update list of ECMs as per latest xRM list. Refer to sheet "xRM ECM list 20250522" in this workbook. | REFERENCE | A114 to E135
[5 empty] | Update list of end uses as per latest xRM list. Refer to sheet "xRM ECM list 20250522" in this workbook. | 4- Study Results | Row 60
[5 empty] | Re-structured and re-formated the hourly results sheet. This is done to auto-calculate monthly total electric and monthly total fuel energy consumption. Also, this is to auto-calculate monthly electric demand results and annual demand results (peak, average, BC Hydro peak). | 6- Baseline Hourly Results 7- Proposed Hourly Results
2.8 | 2025 | 6 | 17 | Salah Mahdi, P.Eng. | Changed "Natural Gas" to "Natural Gas (GJ)" & Changed "Diesel Fuel" to "Diesel Fuel (L)" That is to align with xRM entries. | REFERENCE | Cells containing "Natural Gas" & "Diesel Fuel"

## SUMMARY IMPORT (hidden)
PROPOSED ECM #1 |  | PROPOSED ECM #2 |  | PROPOSED ECM #3 |  | PROPOSED ECM #4 |  | PROPOSED ECM #5
ECM # in study report | EM-1 | ECM # in study report | EM-2 | ECM # in study report | EM-3 | ECM # in study report | EM-4 | ECM # in study report | EM-5
ECM Name/Description in study report | Measure 1 name | ECM Name/Description in study report | Measure 2 name | ECM Name/Description in study report | Measure 3 name | ECM Name/Description in study report | Measure 4 name | ECM Name/Description in study report | Measure 5 name
End Use | LCE - Process | End Use | LCE - Process | End Use | LCE - Process | End Use | LCE - Process | End Use | LCE - Process
Potential ECM | 0 | Potential ECM | 0 | Potential ECM | 0 | Potential ECM | 0 | Potential ECM | 0
Other ECM Type (Specify) |  | Other ECM Type (Specify) |  | Other ECM Type (Specify) |  | Other ECM Type (Specify) |  | Other ECM Type (Specify)
Proposed energy savings potential kWh/yr (Consultant) | #VALUE! | Proposed energy savings potential kWh/yr (Consultant) | #VALUE! | Proposed energy savings potential kWh/yr (Consultant) | #VALUE! | Proposed energy savings potential kWh/yr (Consultant) | #VALUE! | Proposed energy savings potential kWh/yr (Consultant) | #VALUE!
Proposed Non-electrical benefits (Gas in GJ) | 0 | Proposed Non-electrical benefits (Gas in GJ) | 0 | Proposed Non-electrical benefits (Gas in GJ) | 0 | Proposed Non-electrical benefits (Gas in GJ) | 0 | Proposed Non-electrical benefits (Gas in GJ) | 0
Proposed Non-electrical benefits (Other) |  | Proposed Non-electrical benefits (Other) |  | Proposed Non-electrical benefits (Other) |  | Proposed Non-electrical benefits (Other) |  | Proposed Non-electrical benefits (Other)
Proposed demand savings potential kW | 0 | Proposed demand savings potential kW | 0 | Proposed demand savings potential kW | 0 | Proposed demand savings potential kW | 0 | Proposed demand savings potential kW | 0
Proposed Non-electrical benefits ($) | #VALUE! | Proposed Non-electrical benefits ($) | #VALUE! | Proposed Non-electrical benefits ($) | #VALUE! | Proposed Non-electrical benefits ($) | #VALUE! | Proposed Non-electrical benefits ($) | #VALUE!
Reviewed Energy Savings Potential (kWh/yr) | #VALUE! | Reviewed Energy Savings Potential (kWh/yr) | #VALUE! | Reviewed Energy Savings Potential (kWh/yr) | #VALUE! | Reviewed Energy Savings Potential (kWh/yr) | #VALUE! | Reviewed Energy Savings Potential (kWh/yr) | #VALUE!
Demand Reduction kVa |  | Demand Reduction kVa |  | Demand Reduction kVa |  | Demand Reduction kVa |  | Demand Reduction kVa
Assumptions made/Reasons for Changes in savings |  | Assumptions made/Reasons for Changes in savings |  | Assumptions made/Reasons for Changes in savings |  | Assumptions made/Reasons for Changes in savings |  | Assumptions made/Reasons for Changes in savings
Reviewed demand savings kW | 0 | Reviewed demand savings kW | 0 | Reviewed demand savings kW | 0 | Reviewed demand savings kW | 0 | Reviewed demand savings kW | 0
BCH System Peak Reduction kW |  | BCH System Peak Reduction kW |  | BCH System Peak Reduction kW |  | BCH System Peak Reduction kW |  | BCH System Peak Reduction kW
Fuel Type Displaced | 0 | Fuel Type Displaced | 0 | Fuel Type Displaced | 0 | Fuel Type Displaced | 0 | Fuel Type Displaced | 0
Reviewed Average Annual Peak Demand Increase (kW) | 0 | Reviewed Average Annual Peak Demand Increase (kW) | 0 | Reviewed Average Annual Peak Demand Increase (kW) | 0 | Reviewed Average Annual Peak Demand Increase (kW) | 0 | Reviewed Average Annual Peak Demand Increase (kW) | 0
Reviewed Incremental GHG Reduction (Tonne CO2e/yr) | #VALUE! | Reviewed Incremental GHG Reduction (Tonne CO2e/yr) | #VALUE! | Reviewed Incremental GHG Reduction (Tonne CO2e/yr) | #VALUE! | Reviewed Incremental GHG Reduction (Tonne CO2e/yr) | #VALUE! | Reviewed Incremental GHG Reduction (Tonne CO2e/yr) | #VALUE!
Fuel Qty Displaced | 0 | Fuel Qty Displaced | 0 | Fuel Qty Displaced | 0 | Fuel Qty Displaced | 0 | Fuel Qty Displaced | 0
BCH System Peak Increase (kW) |  | BCH System Peak Increase (kW) |  | BCH System Peak Increase (kW) |  | BCH System Peak Increase (kW) |  | BCH System Peak Increase (kW)
Estimated implementation cost ($) | 0 | Estimated implementation cost ($) | 0 | Estimated implementation cost ($) | 0 | Estimated implementation cost ($) | 0 | Estimated implementation cost ($) | 0
Proposed energy cost savings ($) |  | Proposed energy cost savings ($) |  | Proposed energy cost savings ($) |  | Proposed energy cost savings ($) |  | Proposed energy cost savings ($)
Estimated incremental cost ($) |  | Estimated incremental cost ($) |  | Estimated incremental cost ($) |  | Estimated incremental cost ($) |  | Estimated incremental cost ($)
Incremental Customer O&M Costs ($) |  | Incremental Customer O&M Costs ($) |  | Incremental Customer O&M Costs ($) |  | Incremental Customer O&M Costs ($) |  | Incremental Customer O&M Costs ($)
Reviewed Project Incremental O&M Cost/Savings ($) |  | Reviewed Project Incremental O&M Cost/Savings ($) |  | Reviewed Project Incremental O&M Cost/Savings ($) |  | Reviewed Project Incremental O&M Cost/Savings ($) |  | Reviewed Project Incremental O&M Cost/Savings ($)
Accepted for new Initiative |  | Accepted for new Initiative |  | Accepted for new Initiative |  | Accepted for new Initiative |  | Accepted for new Initiative
PROPOSED ECM #6 |  | PROPOSED ECM #7 |  | PROPOSED ECM #8 |  | PROPOSED ECM #9 |  | PROPOSED ECM #10
ECM # in study report |  | ECM # in study report |  | ECM # in study report |  | ECM # in study report |  | ECM # in study report
ECM Name/Description in study report |  | ECM Name/Description in study report |  | ECM Name/Description in study report |  | ECM Name/Description in study report |  | ECM Name/Description in study report
End Use |  | End Use |  | End Use |  | End Use |  | End Use
Potential ECM |  | Potential ECM |  | Potential ECM |  | Potential ECM |  | Potential ECM
Other ECM Type (Specify) |  | Other ECM Type (Specify) |  | Other ECM Type (Specify) |  | Other ECM Type (Specify) |  | Other ECM Type (Specify)
Proposed energy savings potential kWh/yr (Consultant) |  | Proposed energy savings potential kWh/yr (Consultant) |  | Proposed energy savings potential kWh/yr (Consultant) |  | Proposed energy savings potential kWh/yr (Consultant) |  | Proposed energy savings potential kWh/yr (Consultant)
Proposed Non-electrical benefits (Gas in GJ) |  | Proposed Non-electrical benefits (Gas in GJ) |  | Proposed Non-electrical benefits (Gas in GJ) |  | Proposed Non-electrical benefits (Gas in GJ) |  | Proposed Non-electrical benefits (Gas in GJ)
Proposed Non-electrical benefits (Other) |  | Proposed Non-electrical benefits (Other) |  | Proposed Non-electrical benefits (Other) |  | Proposed Non-electrical benefits (Other) |  | Proposed Non-electrical benefits (Other)
Proposed demand savings potential kW |  | Proposed demand savings potential kW |  | Proposed demand savings potential kW |  | Proposed demand savings potential kW |  | Proposed demand savings potential kW
Proposed Non-electrical benefits ($) |  | Proposed Non-electrical benefits ($) |  | Proposed Non-electrical benefits ($) |  | Proposed Non-electrical benefits ($) |  | Proposed Non-electrical benefits ($)
Reviewed Energy Savings Potential (kWh/yr) |  | Reviewed Energy Savings Potential (kWh/yr) |  | Reviewed Energy Savings Potential (kWh/yr) |  | Reviewed Energy Savings Potential (kWh/yr) |  | Reviewed Energy Savings Potential (kWh/yr)
Demand Reduction kVa |  | Demand Reduction kVa |  | Demand Reduction kVa |  | Demand Reduction kVa |  | Demand Reduction kVa
Assumptions made/Reasons for Changes in savings |  | Assumptions made/Reasons for Changes in savings |  | Assumptions made/Reasons for Changes in savings |  | Assumptions made/Reasons for Changes in savings |  | Assumptions made/Reasons for Changes in savings
Reviewed demand savings kW |  | Reviewed demand savings kW |  | Reviewed demand savings kW |  | Reviewed demand savings kW |  | Reviewed demand savings kW
BCH System Peak Reduction kW |  | BCH System Peak Reduction kW |  | BCH System Peak Reduction kW |  | BCH System Peak Reduction kW |  | BCH System Peak Reduction kW
Fuel Type Displaced |  | Fuel Type Displaced |  | Fuel Type Displaced |  | Fuel Type Displaced |  | Fuel Type Displaced
Reviewed Average Annual Peak Demand Increase (kW) |  | Reviewed Average Annual Peak Demand Increase (kW) |  | Reviewed Average Annual Peak Demand Increase (kW) |  | Reviewed Average Annual Peak Demand Increase (kW) |  | Reviewed Average Annual Peak Demand Increase (kW)
Reviewed Incremental GHG Reduction (Tonne CO2e/yr) |  | Reviewed Incremental GHG Reduction (Tonne CO2e/yr) |  | Reviewed Incremental GHG Reduction (Tonne CO2e/yr) |  | Reviewed Incremental GHG Reduction (Tonne CO2e/yr) |  | Reviewed Incremental GHG Reduction (Tonne CO2e/yr)
Fuel Qty Displaced |  | Fuel Qty Displaced |  | Fuel Qty Displaced |  | Fuel Qty Displaced |  | Fuel Qty Displaced
BCH System Peak Increase (kW) |  | BCH System Peak Increase (kW) |  | BCH System Peak Increase (kW) |  | BCH System Peak Increase (kW) |  | BCH System Peak Increase (kW)
Estimated implementation cost ($) |  | Estimated implementation cost ($) |  | Estimated implementation cost ($) |  | Estimated implementation cost ($) |  | Estimated implementation cost ($)
Proposed energy cost savings ($) |  | Proposed energy cost savings ($) |  | Proposed energy cost savings ($) |  | Proposed energy cost savings ($) |  | Proposed energy cost savings ($)
Estimated incremental cost ($) |  | Estimated incremental cost ($) |  | Estimated incremental cost ($) |  | Estimated incremental cost ($) |  | Estimated incremental cost ($)
Incremental Customer O&M Costs ($) |  | Incremental Customer O&M Costs ($) |  | Incremental Customer O&M Costs ($) |  | Incremental Customer O&M Costs ($) |  | Incremental Customer O&M Costs ($)
Reviewed Project Incremental O&M Cost/Savings ($) |  | Reviewed Project Incremental O&M Cost/Savings ($) |  | Reviewed Project Incremental O&M Cost/Savings ($) |  | Reviewed Project Incremental O&M Cost/Savings ($) |  | Reviewed Project Incremental O&M Cost/Savings ($)
Accepted for new Initiative |  | Accepted for new Initiative |  | Accepted for new Initiative |  | Accepted for new Initiative |  | Accepted for new Initiative
PROPOSED ECM #11 |  | PROPOSED ECM #12 |  | PROPOSED ECM #13 |  | PROPOSED ECM #14 |  | PROPOSED ECM #15
ECM # in study report |  | ECM # in study report |  | ECM # in study report |  | ECM # in study report |  | ECM # in study report
ECM Name/Description in study report |  | ECM Name/Description in study report |  | ECM Name/Description in study report |  | ECM Name/Description in study report |  | ECM Name/Description in study report
End Use |  | End Use |  | End Use |  | End Use |  | End Use
Potential ECM |  | Potential ECM |  | Potential ECM |  | Potential ECM |  | Potential ECM
Other ECM Type (Specify) |  | Other ECM Type (Specify) |  | Other ECM Type (Specify) |  | Other ECM Type (Specify) |  | Other ECM Type (Specify)
Proposed energy savings potential kWh/yr (Consultant) |  | Proposed energy savings potential kWh/yr (Consultant) |  | Proposed energy savings potential kWh/yr (Consultant) |  | Proposed energy savings potential kWh/yr (Consultant) |  | Proposed energy savings potential kWh/yr (Consultant)
Proposed Non-electrical benefits (Gas in GJ) |  | Proposed Non-electrical benefits (Gas in GJ) |  | Proposed Non-electrical benefits (Gas in GJ) |  | Proposed Non-electrical benefits (Gas in GJ) |  | Proposed Non-electrical benefits (Gas in GJ)
Proposed Non-electrical benefits (Other) |  | Proposed Non-electrical benefits (Other) |  | Proposed Non-electrical benefits (Other) |  | Proposed Non-electrical benefits (Other) |  | Proposed Non-electrical benefits (Other)
Proposed demand savings potential kW |  | Proposed demand savings potential kW |  | Proposed demand savings potential kW |  | Proposed demand savings potential kW |  | Proposed demand savings potential kW
Proposed Non-electrical benefits ($) |  | Proposed Non-electrical benefits ($) |  | Proposed Non-electrical benefits ($) |  | Proposed Non-electrical benefits ($) |  | Proposed Non-electrical benefits ($)
Reviewed Energy Savings Potential (kWh/yr) |  | Reviewed Energy Savings Potential (kWh/yr) |  | Reviewed Energy Savings Potential (kWh/yr) |  | Reviewed Energy Savings Potential (kWh/yr) |  | Reviewed Energy Savings Potential (kWh/yr)
Demand Reduction kVa |  | Demand Reduction kVa |  | Demand Reduction kVa |  | Demand Reduction kVa |  | Demand Reduction kVa
Assumptions made/Reasons for Changes in savings |  | Assumptions made/Reasons for Changes in savings |  | Assumptions made/Reasons for Changes in savings |  | Assumptions made/Reasons for Changes in savings |  | Assumptions made/Reasons for Changes in savings
Reviewed demand savings kW |  | Reviewed demand savings kW |  | Reviewed demand savings kW |  | Reviewed demand savings kW |  | Reviewed demand savings kW
BCH System Peak Reduction kW |  | BCH System Peak Reduction kW |  | BCH System Peak Reduction kW |  | BCH System Peak Reduction kW |  | BCH System Peak Reduction kW
Fuel Type Displaced |  | Fuel Type Displaced |  | Fuel Type Displaced |  | Fuel Type Displaced |  | Fuel Type Displaced
Reviewed Average Annual Peak Demand Increase (kW) |  | Reviewed Average Annual Peak Demand Increase (kW) |  | Reviewed Average Annual Peak Demand Increase (kW) |  | Reviewed Average Annual Peak Demand Increase (kW) |  | Reviewed Average Annual Peak Demand Increase (kW)
Reviewed Incremental GHG Reduction (Tonne CO2e/yr) |  | Reviewed Incremental GHG Reduction (Tonne CO2e/yr) |  | Reviewed Incremental GHG Reduction (Tonne CO2e/yr) |  | Reviewed Incremental GHG Reduction (Tonne CO2e/yr) |  | Reviewed Incremental GHG Reduction (Tonne CO2e/yr)
Fuel Qty Displaced |  | Fuel Qty Displaced |  | Fuel Qty Displaced |  | Fuel Qty Displaced |  | Fuel Qty Displaced
BCH System Peak Increase (kW) |  | BCH System Peak Increase (kW) |  | BCH System Peak Increase (kW) |  | BCH System Peak Increase (kW) |  | BCH System Peak Increase (kW)
Estimated implementation cost ($) |  | Estimated implementation cost ($) |  | Estimated implementation cost ($) |  | Estimated implementation cost ($) |  | Estimated implementation cost ($)
Proposed energy cost savings ($) |  | Proposed energy cost savings ($) |  | Proposed energy cost savings ($) |  | Proposed energy cost savings ($) |  | Proposed energy cost savings ($)
Estimated incremental cost ($) |  | Estimated incremental cost ($) |  | Estimated incremental cost ($) |  | Estimated incremental cost ($) |  | Estimated incremental cost ($)
Incremental Customer O&M Costs ($) |  | Incremental Customer O&M Costs ($) |  | Incremental Customer O&M Costs ($) |  | Incremental Customer O&M Costs ($) |  | Incremental Customer O&M Costs ($)
Reviewed Project Incremental O&M Cost/Savings ($) |  | Reviewed Project Incremental O&M Cost/Savings ($) |  | Reviewed Project Incremental O&M Cost/Savings ($) |  | Reviewed Project Incremental O&M Cost/Savings ($) |  | Reviewed Project Incremental O&M Cost/Savings ($)
Accepted for new Initiative |  | Accepted for new Initiative |  | Accepted for new Initiative |  | Accepted for new Initiative |  | Accepted for new Initiative
PROPOSED ECM #16 |  | PROPOSED ECM #17 |  | PROPOSED ECM #18 |  | PROPOSED ECM #19 |  | PROPOSED ECM #20
ECM # in study report |  | ECM # in study report |  | ECM # in study report |  | ECM # in study report |  | ECM # in study report
ECM Name/Description in study report |  | ECM Name/Description in study report |  | ECM Name/Description in study report |  | ECM Name/Description in study report |  | ECM Name/Description in study report
End Use |  | End Use |  | End Use |  | End Use |  | End Use
Potential ECM |  | Potential ECM |  | Potential ECM |  | Potential ECM |  | Potential ECM
Other ECM Type (Specify) |  | Other ECM Type (Specify) |  | Other ECM Type (Specify) |  | Other ECM Type (Specify) |  | Other ECM Type (Specify)
Proposed energy savings potential kWh/yr (Consultant) |  | Proposed energy savings potential kWh/yr (Consultant) |  | Proposed energy savings potential kWh/yr (Consultant) |  | Proposed energy savings potential kWh/yr (Consultant) |  | Proposed energy savings potential kWh/yr (Consultant)
Proposed Non-electrical benefits (Gas in GJ) |  | Proposed Non-electrical benefits (Gas in GJ) |  | Proposed Non-electrical benefits (Gas in GJ) |  | Proposed Non-electrical benefits (Gas in GJ) |  | Proposed Non-electrical benefits (Gas in GJ)
Proposed Non-electrical benefits (Other) |  | Proposed Non-electrical benefits (Other) |  | Proposed Non-electrical benefits (Other) |  | Proposed Non-electrical benefits (Other) |  | Proposed Non-electrical benefits (Other)
Proposed demand savings potential kW |  | Proposed demand savings potential kW |  | Proposed demand savings potential kW |  | Proposed demand savings potential kW |  | Proposed demand savings potential kW
Proposed Non-electrical benefits ($) |  | Proposed Non-electrical benefits ($) |  | Proposed Non-electrical benefits ($) |  | Proposed Non-electrical benefits ($) |  | Proposed Non-electrical benefits ($)
Reviewed Energy Savings Potential (kWh/yr) |  | Reviewed Energy Savings Potential (kWh/yr) |  | Reviewed Energy Savings Potential (kWh/yr) |  | Reviewed Energy Savings Potential (kWh/yr) |  | Reviewed Energy Savings Potential (kWh/yr)
Demand Reduction kVa |  | Demand Reduction kVa |  | Demand Reduction kVa |  | Demand Reduction kVa |  | Demand Reduction kVa
Assumptions made/Reasons for Changes in savings |  | Assumptions made/Reasons for Changes in savings |  | Assumptions made/Reasons for Changes in savings |  | Assumptions made/Reasons for Changes in savings |  | Assumptions made/Reasons for Changes in savings
Reviewed demand savings kW |  | Reviewed demand savings kW |  | Reviewed demand savings kW |  | Reviewed demand savings kW |  | Reviewed demand savings kW
BCH System Peak Reduction kW |  | BCH System Peak Reduction kW |  | BCH System Peak Reduction kW |  | BCH System Peak Reduction kW |  | BCH System Peak Reduction kW
Fuel Type Displaced |  | Fuel Type Displaced |  | Fuel Type Displaced |  | Fuel Type Displaced |  | Fuel Type Displaced
Reviewed Average Annual Peak Demand Increase (kW) |  | Reviewed Average Annual Peak Demand Increase (kW) |  | Reviewed Average Annual Peak Demand Increase (kW) |  | Reviewed Average Annual Peak Demand Increase (kW) |  | Reviewed Average Annual Peak Demand Increase (kW)
Reviewed Incremental GHG Reduction (Tonne CO2e/yr) |  | Reviewed Incremental GHG Reduction (Tonne CO2e/yr) |  | Reviewed Incremental GHG Reduction (Tonne CO2e/yr) |  | Reviewed Incremental GHG Reduction (Tonne CO2e/yr) |  | Reviewed Incremental GHG Reduction (Tonne CO2e/yr)
Fuel Qty Displaced |  | Fuel Qty Displaced |  | Fuel Qty Displaced |  | Fuel Qty Displaced |  | Fuel Qty Displaced
BCH System Peak Increase (kW) |  | BCH System Peak Increase (kW) |  | BCH System Peak Increase (kW) |  | BCH System Peak Increase (kW) |  | BCH System Peak Increase (kW)
Estimated implementation cost ($) |  | Estimated implementation cost ($) |  | Estimated implementation cost ($) |  | Estimated implementation cost ($) |  | Estimated implementation cost ($)
Proposed energy cost savings ($) |  | Proposed energy cost savings ($) |  | Proposed energy cost savings ($) |  | Proposed energy cost savings ($) |  | Proposed energy cost savings ($)
Estimated incremental cost ($) |  | Estimated incremental cost ($) |  | Estimated incremental cost ($) |  | Estimated incremental cost ($) |  | Estimated incremental cost ($)
Incremental Customer O&M Costs ($) |  | Incremental Customer O&M Costs ($) |  | Incremental Customer O&M Costs ($) |  | Incremental Customer O&M Costs ($) |  | Incremental Customer O&M Costs ($)
Reviewed Project Incremental O&M Cost/Savings ($) |  | Reviewed Project Incremental O&M Cost/Savings ($) |  | Reviewed Project Incremental O&M Cost/Savings ($) |  | Reviewed Project Incremental O&M Cost/Savings ($) |  | Reviewed Project Incremental O&M Cost/Savings ($)
Accepted for new Initiative |  | Accepted for new Initiative |  | Accepted for new Initiative |  | Accepted for new Initiative |  | Accepted for new Initiative

## REFERENCE (hidden)
Climate_Zone | Building Types |  | Standard EMs (choose one) | EM EMLs | Sorting Options | Standard End Use | Energy_Codes | Units | ICC Units | Heating Source |  |  | Yes/No | Proposed Space Heating |  |  | Exterior Wall Types | Electricity Rates |  | Proposed Space Heating
GVRD and Victoria (ASHRAE Zone 4C) | Mixed Use | Domestic Hot Water - LCE | Air-to-Water CO2 Heat Pump Water Heater | 15 | Project # | Process HVAC |  | Metric units | m2 | Electric |  |  | Yes |  | None |  | Mass | SGS | Small General Service |  | None
City of Vancouver and SFU (ASHRAE Zone 5) | Automotive Facility | Domestic Hot Water - LCE | Air-to-Water Heat Pump (central plant) | 15 | Project Name | Fans | Step Code 2 | Imperial units | ft2 | Hybrid | elec and gas serve the same system |  | No |  | PTACand PTHP |  | Metal Building | MGS | Medium General Service |  | PTAC
BC Interior Kelowna, Vernon (ASHRAE Zone 5) | Convention Centre | Domestic Hot Water - LCE | Air-to-Water Heat Pump Water Heater | 15 | Building Type | Pumps | Step Code 3 |  | # of units | DES |  |  |  |  | PSZ-AC - Pack rooftop air conditioner CV |  | Steel-framed | LGS | Large General Service |  | PTHP
Vancouver Island except Victoria (ASHRAE Zone 5) | Courthouse | Domestic Hot Water - LCE | Electric Boiler | 20 | Area | DHW | Step Code 4 |  | L/s | Natural Gas (GJ) |  |  |  |  | Baseboard heating |  | Wood-framed and Other | TSR | Transmission Service Rate |  | Hydronic Baseboard heating
Coastal BC (ASHRAE Zone 5) | Dining: Bar/Lounge/Leisure | Domestic Hot Water - LCE | Electric Water Heater | 15 | Climate Zone | Space Cooling | ASHRAE 90.1 2019 |  | CFM | Renewable Natural Gas |  |  |  |  | VAV box (overhead and underfloor) |  |  | RES 1 | Residential Tier 1 |  | Electric Baseboard heating
BC South Interior (ASHRAE Zone 6) | Dining: Cafeteria/Fast Food | Domestic Hot Water - LCE | Ground Source Heat Pump | 15 | Mech Consultant | Plug Load | NECB 2020 |  | TON | Propane |  |  |  |  | Fan Coil unit |  |  | RES 2 | Residential Tier 2 |  | PSZ-AC - Pack rooftop air conditioner CV
BC Interior (ASHRAE Zone 7) | Dining: Family | Domestic Hot Water - LCE | Heat Recovery Chiller | 22 | Elec Consultant | Refrigeration |  |  | kW | Light Fuel Oil |  |  |  |  | Distributed heat pump | [5 empty] | SZ-CV-HW Single-zone CV Chilled Water
Northern BC (ASHRAE Zone 8) | Dormitory | Domestic Hot Water - LCE | Sewage Heat Recovery Heat Pump | 15 |  | Elevators |  |  | hp | Heavy Fuel Oil |  |  |  |  | Thermal displacement ventilation | [5 empty] | Packaged VAV w/Reheat
Lower Mainland and Victoria (NECB Zone 4) | Exercise Centre | Domestic Hot Water - LCE | Water-to-Water Heat Pump | 15 |  | IT Process Load |  |  | GPM | Kerosene |  |  |  |  | Chilled-beam | [5 empty] | VAV w/Reheat
Coastal and South Interior BC (NECB Zone 5) | Fire Station | Food Preparation Retrofit - LCE | Electrify Food Preparation Equipment | 12 |  | Heat Rejection |  |  | MBH | Diesel Fuel (L) |  |  |  |  | Radiant floor/in-slab ceiling | [5 empty] | Fan Coil unit
BC Mid Interior (NECB Zone 6) | Gymnasium | HVAC - LCE | Air Source VRF Distributed Heat Pumps | 18 |  | Interior Lights |  |  |  | Marine Diesel |  |  |  |  | Radiant panel/capillary tubing heating | [5 empty] | Distributed heat pump
BC Interior - Prince George (NECB Zone 7A) | Healthcare-Clinic/Nursing | HVAC - LCE | Air Source VRF Distributed Heat Pumps with High-efficiency (>75%) HRV | 17 |  | Exterior Lights |  |  |  | Biodiesel (B100) |  |  |  |  | VRF | [5 empty] | Thermal displacement ventilation
BC Interior - Fort Nelson (NECB Zone 7B) | Hospital | HVAC - LCE | Air-to-Air Heat Pump (ductless or minisplit) | 18 |  | Heating - Ventilation |  |  |  | Gasoline |  |  |  |  | Other | [5 empty] | Chilled-beam
BC Interior - Prince George (NECB Zone 7A) | Hotel | HVAC - LCE | Air-to-Air Heat Pump (ductless or mini-split) with High-efficiency (>75%) HRV | 16 |  | Space Heating |  |  |  | Wood Fuel – Industrial (50% moisture) |  |  |  | Proposed Space Cooling | [6 empty] | Radiant floor/in-slab ceiling
Northern BC (NECB Zone 8) | Library | HVAC - LCE | Air-to-Water Heat Pump | 15 |  | Cooking |  |  |  | Wood Fuel – Residential (0% moisture) |  |  |  |  | None | [5 empty] | Radiant panel/capillary tubing heating
| Manufacturing Facility | HVAC - LCE | Electric Boiler | 20 |  | Other Process Load |  |  |  | Ethanol (E100) |  |  |  |  | PTACand PTHP | [5 empty] | Air-source VRF
| Motel | HVAC - LCE | Electric Water Heater | 15 | [5 empty] | Other |  |  |  |  | PSZ-AC - Pack rooftop air conditioner CV | [5 empty] | Water-source VRF
| Motion Picture Theatre | HVAC - LCE | Exhaust Air Heat Recovery Heat Pump | 15 | [10 empty] | VAV box (overhead and underfloor) | [5 empty] | Warm air furnace RTU, gas fired
| Museum | HVAC - LCE | Ground Source Heat Pump | 15 | [10 empty] | Fan Coil unit | [5 empty] | Gas-fired unit heaters
| Office - Small (under 50,000 sqft) | HVAC - LCE | Heat Recovery Chiller | 22 |  | Energy End Uses in xRM | [8 empty] | Distributed heat pump | [5 empty] | Other
| Office - Large (over 50,000 sqft) | HVAC - LCE | High-efficiency (>75%) HRV | 15 |  | HVAC - LCE | [8 empty] | Thermal displacement ventilation
| Parking Garage | HVAC - LCE | Rooftop Air-to-Air Heat Pump | 15 |  | Domestic Hot Water - LCE | [8 empty] | Chilled-beam
| Penitentiary | HVAC - LCE | Rooftop Air-to-Air Heat Pump Make Up Air Unit with Electric Backup | 15 |  | Swimming Pool Water Heating - LCE | [8 empty] | Radiant floor/in-slab ceiling
| Performing Arts Theatre | HVAC - LCE | Rooftop Air-to-Air Heat Pump Make Up Air Unit with Gas Backup | 15 |  | Food Preparation Retrofit - LCE | [8 empty] | Radiant panel/capillary tubing heating
| Police Station | HVAC - LCE | Rooftop Air-to-Air Heat Pump Mixed Air Unit with Electric Backup | 15 |  | LCE - Process | [8 empty] | VRF
| Post Office | HVAC - LCE | Rooftop Air-to-Air Heat Pump Mixed Air Unit with Gas Backup | 15 | [10 empty] | Natural ventilation
| Religious Building | HVAC - LCE | Rooftop Air-to-Air Heat Pump Mixed Air Unit with Gas Backup and High-efficiency (>75%) HRV | 15 | [10 empty] | Other
| Retail - small (under 50,000 sqft) | HVAC - LCE | Rooftop Air-to-Water Heat Pump | 15 | [9 empty] | Proposed Ventilation Sys
| Retail - large (over 50,000 sqft) | HVAC - LCE | Water Source VRF Distributed Heat Pumps | 22 | [10 empty] | None
| Residential Low Rise (4-storey) | HVAC - LCE | Water-to-Water Heat Pump | 15 | [10 empty] | Mixed air ventilation
| Residential High Rise (over 4-storey) | Swimming Pool Water Heating - LCE | PROCESS Air-to-Water Heat Pump | 15 | [10 empty] | 100% dedicated outdoor air
| School - primary | Swimming Pool Water Heating - LCE | PROCESS Electric Boiler | 20 | [10 empty] | Displacement ventilation
| School - secondary | Swimming Pool Water Heating - LCE | PROCESS Heat Recovery Chiller | 22 | [10 empty] | Heat recovery ventilator
| Sports Arena | Swimming Pool Water Heating - LCE | PROCESS Rooftop Air-to-Water Heat Pump | 15 | [10 empty] | Natural ventilation
| Town Hall | Swimming Pool Water Heating - LCE | PROCESS Water-to-Water Heat Pump | 15 | [10 empty] | Earth tube/Thermal labyrinth
| Transportation | LCE - Process | Electric Steam Boiler | 20 | [10 empty] | Solar wall/double skin façade
| University/College |  | Other | [11 empty] | Other
| Warehouse | [12 empty] | Proposed Heating Plant
| Workshop | [13 empty] | Heat Recovery Chiller
| Other | [13 empty] | Water-to-Water Heat pump
Air-to-water Heat Pump
Exhaust Air Source Heat Pump
[7 empty] | 2020 B.C. BEST PRACTICES METHODOLOGY FOR QUANTIFYING GREENHOUSE GAS EMISSIONS (April 2021) | [7 empty] | Sewage Source Heat Pump
[7 empty] | https://www2.gov.bc.ca/assets/gov/environment/climate-change/cng/methodology/2020-pso-methodology.pdf | [7 empty] | Ground Source Heat Pump
CO2 Heat Pump (air-to-water)
[7 empty] | Emission Factor |  |  |  |  | old BCH GHG rate |  |  | Glycol run-around loop
| TEDI (kWh/m2) | Climate Zone 4 | Results Sort |  | Climate Zone 7a |  | BC Hydro Elec | 9.9 | tCO2e per GWh Elec |  |  | 10.67 |  |  | Electric Boiler
| Office - Small (under 50,000 sqft) | 35 | Building Type |  | 63 |  | BC Hydro Elec | 3.639 | kgCO2e per GJ Elec |  |  | 2.964 |  |  | Other
| Office - Large (over 50,000 sqft) | 35 | Climate Zone |  | 63 |  | Natural Gas (GJ) | 49.87 | kg eCO2 per GJ
| Retail - small (under 50,000 sqft) | 30 | ASHRAE |  | 69 |  | Renewable Natural Gas | 0.29 | kg eCO2 per GJ
| Retail - large (over 50,000 sqft) | 30 |  |  | 69 |  | Propane | 61.15 | kg eCO2 per GJ
| Residential Low Rise (4-storey) | 49 | Project Status |  | 65 |  | Light Fuel Oil | 68.37 | kg eCO2 per GJ
| Residential High Rise (over 4-storey) | 49 | In Progress |  | 65 |  | Heavy Fuel Oil | 74.74 | kg eCO2 per GJ |  |  |  |  | Proposed Cooling Plant
| Other | N/A | Completed |  | N/A |  | Kerosene | 68.2 | kg eCO2 per GJ | [5 empty] | None
[7 empty] | Diesel Fuel (L) | 70.62 | kg eCO2 per GJ | [5 empty] | Chiller
|  |  | Yes or No |  |  |  | Marine Diesel | 76.08 | kg eCO2 per GJ | [5 empty] | Heat pump
|  |  | Yes |  |  |  | Biodiesel (B100) | 69.36 | kg eCO2 per GJ | [5 empty] | Evaporative cooling
|  |  | No |  |  |  | Gasoline | 65.22 | kg eCO2 per GJ | [5 empty] | Other
[7 empty] | Wood Fuel – Industrial (50% moisture) | 2.24 | kg eCO2 per GJ
[7 empty] | Wood Fuel – Residential (0% moisture) | 23.48 | kg eCO2 per GJ
[7 empty] | Ethanol (E100) | 64.43 | kg eCO2 per GJ
| Standard ECMs (choose one) | [5 empty] | District Energy Fuel(s) | Fill this cell | kg eCO2 per GJ
| Roof Insulation Increase | [5 empty] | Other fuel(s) | Fill this cell | kg eCO2 per GJ
| Wall Insulation Increase |  | Climate Zone 5 | Climate Zone 6 | [10 empty] | Baseline Technology
| High Efficiency Glazing |  | 36 | 47 | [9 empty] | Commercial End Uses | Baseline Central Plant | Baseline Termial system
| Parkade ceiling insulation |  | 36 | 47 |  |  | BC Hydro | [6 empty] | HVAC | Gas Boiler | Electric Baseboard Heating
| Shading (concrete) |  | 39 | 55 |  |  | CleanBC | 9.9 | previously 11.5 |  |  |  |  | Domestic Hot Water | Gas Water Heater | Hydronic Baseboard Heating
| Shading (motorized) |  | 39 | 55 |  |  | BCH LCE Custom | 40.1 | [6 empty] | Heat Recovery Chiller | VAV
| Low Flow Fixtures |  | 56 | 70 | [10 empty] | District Energy System | Fan Coils
| Heat recovery for domestic hot water pre-heat |  | 56 | 70 | [10 empty] | Air-to-water Heat Pump | Terminal Air Conditioning
| Adjustable speed drive on pump |  | N/A | N/A | [10 empty] | Hybrid gas/electric | Radiant Heating
| Domestic hot water boiler upgrade; Efficient boiler | [13 empty] | Other | Other
Domestic hot water recirculation pump demand control
| Electronically commutated motor pumps | [5 empty] | BCH LCE Custom (Yes/No) | No
Adjustable speed drive on pump
CNC Only - High Efficiency HVAC System/ Plant, Central Heat Pumps
CNC Only - High Efficiency HVAC System/ Plant, Distributed Heat Pumps.
High Efficiency Boiler
| High efficiency chiller, chiller/cooler upgrade |  | ECM Name
| Adjustable speed drive on fan |  | B1: Bundle #1 | [11 empty] | Baseline DHW Plant
| Heat recovery upgrade/ retrofit |  | E1: Roof Insulation Increase | [11 empty] | Gas Hot Water Heater
| CO2 based demand control ventilation |  | E2: Wall Insulation Increase | [11 empty] | Electric Resistance Hot Water Heater
| CO based parkade ventilation control |  | E3: High Efficiency Glazing | [11 empty] | Heat Pump Water Heater
| Natural Ventilation |  | E4: Shading | [11 empty] | DES
| Renewable Energy (solar thermal) |  | L1: Interior LPD Reduction | [11 empty] | Other
| Exterior LPD Reduction |  | L2: Interior Lighting Control
| Interior LPD Reduction |  | L3: Exterior LPD Reduction
| Parkade LPD Reduction |  | L4: Exterior Lighting Control
| New lighting controls including time clocks, occupancy sensors or photocells |  | M-D1: DHW Low Flow Fixtures
M-D2: DHW Heating/Preheating
M-H1: High eff HVAC system (w H/C plants)
M-H2: Heat Recovery
M-H3: Demand Ventilation Control
M-H4: VFD
M-H5: Natural Ventilation
M-H6: Renewable Energy
M-P1: Process HVAC
M-P2: Process Load Savings
M-P3: Process Other
Not Included in Bundle
HVAC | DHW | Swimming_Pool | Food_Preparation | Process
Air Source VRF Distributed Heat Pumps | Air-to-Water CO2 Heat Pump Water Heater | PROCESS Air-to-Water Heat Pump | Electrify Food Preparation Equipment | Electric Boiler
Air Source VRF Distributed Heat Pumps with High-efficiency (>75%) HRV | Air-to-Water Heat Pump (central plant) | PROCESS Electric Boiler
Air-to-Air Heat Pump (ductless or minisplit) | Air-to-Water Heat Pump Water Heater | PROCESS Heat Recovery Chiller
Air-to-Air Heat Pump (ductless or mini-split) with High-efficiency (>75%) HRV | Electric Boiler | PROCESS Rooftop Air-to-Water Heat Pump
Air-to-Water Heat Pump | Electric Water Heater | PROCESS Water-to-Water Heat Pump
Commercial Operational and Procedural Measures for Hybrid Heat Pump Systems Heating and Hot Water Systems Optimization: Loop Temperature Reset; Equipment Staging; System Lockout; Unoccupied Setbacks. | Ground Source Heat Pump
Electric Boiler | Heat Recovery Chiller
Exhaust Air Heat Recovery Heat Pump | Sewage Heat Recovery Heat Pump
Ground Source Heat Pump | Water-to-Water Heat Pump
Heat Recovery Chiller
Heating Equipment Upgrade Including Heat Pumps and Packaged HVAC
High-efficiency (>75%) HRV
Rooftop Air-to-Air Heat Pump
Rooftop Air-to-Air Heat Pump Make Up Air Unit with Electric Backup
Rooftop Air-to-Air Heat Pump Make Up Air Unit with Gas Backup
Rooftop Air-to-Air Heat Pump Mixed Air Unit with Electric Backup
Rooftop Air-to-Air Heat Pump Mixed Air Unit with Gas Backup
Rooftop Air-to-Air Heat Pump Mixed Air Unit with Gas Backup and High-efficiency (>75%) HRV
Rooftop Air-to-Water Heat Pump
Water Source VRF Distributed Heat Pumps
Water-to-Air (Water-Source) Distributed Heat Pumps
Water-to-Water Heat Pump
Note on I68: Yim, Tommy: Updated on April 4, 2025 2023 https://www2.gov.bc.ca/gov/content/environment/climate-change/industry/reporting/quantify/electricity

## xRM ECM list 20250522 (hidden)
(Do Not Modify) ECM | (Do Not Modify) Row Checksum | (Do Not Modify) Modified On | ECM Name | Persistence (yrs) | End Use | Status Reason | Owner | End Use Type (End Use) (End Use) | Status (End Use) (End Use)
2491a230-a1fc-e811-ab15-005056907e1b | JOoNcW2by6N7nAaNphl2Az2ya0SrkHunTam2oF1xS1eEngM/Rozw1P/xNrSOoPNGHw4Hvp0kDZbUqq5/Y8QYRA== | 2022-03-23 00:58 | Adaptable Street Lighting | 10 | Custom Lighting | Available | Doina Balea | Commercial | Active
087d0515-e51e-ef11-8174-005056900b78 | 8GJKes9HQwgmE3S9+OXwyedr5ySBS8zytz+wdT6aZpcfgv2dSFRhxr8G4AGPBdkMx/VgDzVT1vLPhG5o8kzCQA== | 2024-07-18 20:39 | Adjustable Speed Drive with a programmed set point or controlled by a feedback signal from a process variable (not operator adjustable) | 10 | HVAC | Available | Doina Balea | Commercial | Active
aac39fc7-e71e-ef11-8174-005056900b78 | RELo9mgxKobA5Y+3cvi8EYgYy54S5zLfJARKe2835VSgwlXC279jlJUeHCpqjhnYGl99aQPOoK2RZx3kMBNOWQ== | 2024-07-18 20:38 | Adjustable Speed Drive with a programmed set point or controlled by a feedback signal from a process variable (not operator adjustable) | 10 | HVAC | Available | Doina Balea | Industrial | Active
2fddf419-3e29-e811-aa93-005056907e1b | x2cZaCRxE9f+rkhZGXzhXXeUnGXqGLlRjUgXTrnqiINzNP0BmMSs1+diFp90tDHpN5ElkVyLp3/4CRJLT7Albw== | 2022-03-23 00:58 | Adjustable Speed Drive with a programmed set point or controlled by a feedback signal from a process variable (not operator adjustable) - Fans | 10 | Advanced Energy Office | Available | Doina Balea | Commercial | Inactive
ddbdba5a-3e29-e811-aa93-005056907e1b | /NW+ogvJUFgFYW9EDlkZ1q6f5t1i3xVOSLJ8yAptTTd3u64uR/S3AGesELqEDlE1zu6pLq8KAt1tNXyLJlBIFw== | 2022-03-23 00:58 | Adjustable Speed Drive with a programmed set point or controlled by a feedback signal from a process variable (not operator adjustable) - Fans | 10 | Refrigeration | Available | Doina Balea | Commercial | Active
751941aa-3d29-e811-aa93-005056907e1b | 1vJuUMbgJeSwj/XqKvzb3PaDMvjC4AQlLdlzCAmmnRGS8yKH1rWQVwdxs0I3rgEhfvzF1TEmUIi+w61w/Hyhsg== | 2022-03-23 00:58 | Adjustable Speed Drive with a programmed set point or controlled by a feedback signal from a process variable (not operator adjustable) - Pumps | 10 | Domestic Hot Water | Available | Doina Balea | Industrial | Active
9516c7c5-3d29-e811-aa93-005056907e1b | /LBi3/+q+yr2PpJiB9xtkTEaWEZ+6ed87PKn0d7CAK51A6HDI/rfHevNyA59aXZjJ34Y5S7nyjRzRRAMM8JkNQ== | 2022-03-23 00:58 | Adjustable Speed Drive with a programmed set point or controlled by a feedback signal from a process variable (not operator adjustable) - Pumps | 10 | Advanced Energy Office | Available | Doina Balea | Commercial | Inactive
a7ee13d6-3d29-e811-aa93-005056907e1b | UihvIbyvKABUsBAoQyCtqv32n2t9AP7lk8dYaJfGwiC6rM7w4+5NJD95Bw7q4lDRby2AdiDfmhrmLz/lkzdhsw== | 2022-03-23 00:58 | Adjustable Speed Drive with a programmed set point or controlled by a feedback signal from a process variable (not operator adjustable) - Pumps | 10 | Domestic Hot Water | Available | Doina Balea | Commercial | Active
b55f95ef-3d29-e811-aa93-005056907e1b | PxzocKHkLbJMWPMSeYmkqNM0bSsYlSTzv1rOJPCTV5QrAEVMkJHPXU20DMz+83xZtfBH7IueyC5BQT4cjvpgPA== | 2022-03-23 00:58 | Adjustable Speed Drive with a programmed set point or controlled by a feedback signal from a process variable (not operator adjustable) - Pumps | 10 | Refrigeration | Available | Doina Balea | Commercial | Active
bd6e4134-4feb-e111-8626-0050569e014e | mLyiRJqnveq91o1+qzv03rY00AY5usU/pkikOLEUmzs6J/4WBOT2ZjV+Ag4gpPQuttA0LWZDxQT25hxLMyG57A== | 2022-03-23 00:58 | Adjustment to lighting control operations with sustainment plan | 5 | Retrocommissioning | Available | Angee Watanabe | Commercial | Active
456e4134-4feb-e111-8626-0050569e014e | xtLDVKFLS1KWex1iV0bXMsoSuQL6TVjOxm4vUDVkvxrIv3fIq45WWVUbRgONMAnc8OVBxdZQP7tLvfMl5qM5OQ== | 2022-03-23 00:58 | Adjustments to lighting control operations without commissioning | 2 | Custom Lighting | Available | Angee Watanabe | Commercial | Active
dc57376b-55eb-e111-8626-0050569e014e | 57DCnfkG6B0uMotagsV+IyBFNBtaUqqnfPp/qd3Y0Wcv8JuR6xwz3Vdf7RSiACib0FqUaH/KE+S0SvzEyP23yA== | 2022-03-23 00:58 | Advanced quality control | 5 | Process | Available | Angee Watanabe | Industrial | Active
384e2d27-0095-e811-9ab9-005056907e1b | 2XivdAlSODn4/ZgemgVpSOpInrWFoafcqdcxNb0IOpnylKqCT6vjd9BGQUipTvbMC/cwzrEbV0Yqo7MnQ6oC5g== | 2022-03-23 01:07 | Advanced Rooftop Unit Controls | 10 | HVAC | Available | Doina Balea | Commercial | Active
26771bef-99bf-e511-95b0-005056907e1b | RhENj7DvpnolIpC0jaEnlflNCQUETRGoV76G+NAJKy0vuWLZkCQy13ftSX9ORti6urRN0aU1vEo89xQBgb32qg== | 2022-03-23 01:07 | Air distribution retrofit (ductwork) | 18 | HVAC | Available | Doina Balea | Industrial | Active
056e4134-4feb-e111-8626-0050569e014e | wy6v8XWAcDY6Axp9+Pk/8rSRifo3ZDVqTucKyO2EwnWQFBrc5wK01MG0OJ0AF4xJ385BV2vjj6CH+MR9+hyZAQ== | 2022-03-23 00:58 | Air distribution retrofit (ductwork) | 18 | Advanced Energy Office | Available | Angee Watanabe | Commercial | Inactive
896e4134-4feb-e111-8626-0050569e014e | 0e3Xs5mKPIlYKxFxgb6aEgadZ+srZJWrgnfSSc0uiprSoTdxdc4XRIx/ZiocW5XeKpfQdIXFTLup7gLbKymYRg== | 2022-03-23 01:07 | Air distribution retrofit (ductwork) | 18 | HVAC | Available | Angee Watanabe | Commercial | Active
5f4621aa-8514-ef11-8173-005056900b78 | A2kETTeY/DJOHbZmPr1CMcxbEC6SZNaM7iBADisXC/0BGNDmSRWFp22nV6n9gYQPcParrIkXBpwdoucOwQcnzQ== | 2024-05-17 19:43 | Air Source VRF Distributed Heat Pumps | 18 | LCE - HVAC | Available | Doina Balea | Industrial | Active
12ad73cc-fa64-e811-9a34-005056907e1b | FCgrF1pWCdp2XPFJ2DyEiET+HKhI5WZR4Cv7UYST5EuL/BFtX1hOIopIq4IzjvugooSZ5PV4ZNNdtuoMIPiorA== | 2022-03-23 00:58 | Air Source VRF Distributed Heat Pumps | 18 | LCE - HVAC | Available | Doina Balea | Commercial | Active
79833c8c-8a14-ef11-8173-005056900b78 | 4mJ4V152tDfPN2kV+oTp4DuSwlnF11zqyxbdAG3KAB0DueF3XSTbs56eCJGjvdfOP28iG16gfm2lHnYsCJmfPA== | 2024-05-17 20:18 | Air Source VRF Distributed Heat Pumps with High-efficiency (>75%) HRV | 17 | LCE - HVAC | Available | Doina Balea | Industrial | Active
72176037-fd0f-eb11-8143-0050569043a6 | FdbuWIlgVkQ+O25oVHNPaezoNefMfQmyaeGHv5vmuEEnCSgdfptHTFJNKwsaGWgy4uCKrpjIEwU/fWPcvXp0PQ== | 2022-03-23 00:58 | Air Source VRF Distributed Heat Pumps with High-efficiency (>75%) HRV | 17 | LCE - HVAC | Available | Doina Balea | Commercial | Active
dd516b00-b358-ea11-813b-005056900b78 | eAMt2SYOAOepekNLIOzPxjiMTOStALFCo0/37oAnLxoJcFqA/toWTTJuAU2HnRDTQEuV0L+j62xSwq7Cqp/gSw== | 2022-03-23 00:58 | Air-Source Heat Pump | 18 | Space Conditioning | Available | Doina Balea | Residential | Active
0fbe4401-8b14-ef11-8173-005056900b78 | 3QP3Yf/FKuWnbUkhV2Iix5o0T+dRD2xgkaBBqPjLPs9VVHI/o4dX5MPs43Bc3RaJAdUUrdLps9oK25ahOOm5dg== | 2024-05-17 20:21 | Air-to-Air Heat Pump (ductless or minisplit) | 18 | LCE - HVAC | Available | Doina Balea | Industrial | Active
22732b0e-fa64-e811-9a34-005056907e1b | STKRwM5k2Cj8z4z4RBnfy4B0jP38IUylulYmbYcwC3EVHK+Bwr1acVAkU4LQpnAKN8iQeuQxiNMR/W8QJi6zWQ== | 2022-03-23 00:58 | Air-to-Air Heat Pump (ductless or minisplit) | 18 | LCE - HVAC | Available | Doina Balea | Commercial | Active
4a168f8a-8b14-ef11-8173-005056900b78 | snwA6W/uWy/q5qMfwjrXzkL4m6w3fRo/CXN14tmqRsk9AOD95darsPC5HlHRwKjrUDci2FETH04b/VV9vZKYCw== | 2024-05-17 20:25 | Air-to-Air Heat Pump (ductless or mini-split) with High-efficiency (>75%) HRV | 16 | LCE - HVAC | Available | Doina Balea | Industrial | Active
cbdf2cdf-fd0f-eb11-8143-0050569043a6 | 4LFtlFrlhU+B5q+IWMAYWnYRqo/XTv+aQtipNKZbcYjcFMXaTtTPFUrBuP1LwDRjMLB40fdiSfLm8ZrWnNuYjA== | 2022-03-23 00:58 | Air-to-Air Heat Pump (ductless or mini-split) with High-efficiency (>75%) HRV | 16 | LCE - HVAC | Available | Doina Balea | Commercial | Active
b2478545-fe0f-eb11-8143-0050569043a6 | ht1AzgIH9B5jn+dNDpIH+v7ePsxL4uW6RKxrOfGi04M/pe2FKMyF6Yu0c6G3f2Opn0mN9txzI3IPu59gm6ATZw== | 2022-03-23 00:58 | Air-to-Water CO2 Heat Pump Water Heater | 15 | LCE - Domestic Hot Water | Available | Doina Balea | Commercial | Active
58795f16-6dd8-ec11-8158-0050569043a6 | e7xMbaXgUJazow0SISJDEV8hB9qOIMitg4uOMYoZ87aWS2PWpZFjMnWTn8r0R9p8TMeGyiK8NA6/pvaRYladoQ== | 2022-05-20 18:46 | Air-to-Water CO2 Heat Pump Water Heater | 15 | LCE - Domestic Hot Water | Available | Doina Balea | Industrial | Active
8de54601-8c14-ef11-8173-005056900b78 | P0QoIuasCfqaCX24TXNY9a6J6qhyiXvLCOwcTG3teOdTNvQmaSxk0Q88KCKKn5KABn6HDWu9ZxSxzvnq/uOCBQ== | 2024-05-17 20:28 | Air-to-Water Heat Pump | 15 | LCE - HVAC | Available | Doina Balea | Industrial | Active
eeea68e6-f964-e811-9a34-005056907e1b | wPZ37ytStYhjmf52AYIqO9efr9cP4QX4nT11+inIFa+cwUA64BDVy/2bxx7zGEO4Klj1HFeCLTs9qcKgU4NPgA== | 2022-03-23 00:58 | Air-to-Water Heat Pump | 15 | LCE - HVAC | Available | Doina Balea | Commercial | Active
4549dc64-38f1-ee11-8176-0050569043a6 | uO/Bs2vrYuyGrbpAitWIeFR4A7NUYMRz4d9HQ3HE729cJmZYK4BnqjQjxVNl4bP1l3oyomhLwCXjad/FYap8tw== | 2024-04-02 21:32 | Air-to-Water Heat Pump (Central Plant) | 15 | LCE - Domestic Hot Water | Available | Doina Balea | Industrial | Active
6a00290b-fb64-e811-9a34-005056907e1b | ledXklja5jLBt1AUJMN8uyTRTIvl9ojgSh708VeegcZjs6CfborbTzqd3y/W3uMi1UABNqs6txuIvnyGpotMYg== | 2022-03-23 00:58 | Air-to-Water Heat Pump (central plant) | 15 | LCE - Domestic Hot Water | Available | Doina Balea | Commercial | Active
61b9f167-39f1-ee11-8176-0050569043a6 | VGYVnzdrzWBqr2Wgz3mkiF5mGraDwupm6CWqFYC6uy/3IFpQLyCXLvsIQ4htDnFe2ke14xMx9CXuvoDps53Nng== | 2024-04-02 21:39 | Air-to-Water Heat Pump Water Heater | 15 | LCE - Domestic Hot Water | Available | Doina Balea | Industrial | Active
5050e326-fb64-e811-9a34-005056907e1b | 8+DwGjX1CfCA9nFIhjxIh5nn+im6KMusUkmQ7Hv9Ww06oI107MDA7Wszk4AhVBGRXkY2omFQde8wU3GQy3X5fQ== | 2022-03-23 00:58 | Air-to-Water Heat Pump Water Heater | 15 | LCE - Domestic Hot Water | Available | Doina Balea | Commercial | Active
4b7cd900-32dd-ed11-8165-0050569043a6 | DMn231fuTkw5PW2KqJ+FiAjJzAI9reSShUI0sv7qyVbLRkvFyTbmjmWsydoGLxnr7vqcz/+z1ywXqBPdZSECfw== | 2023-04-17 15:11 | Annual Operational and Procedural Measures | 1 | Load Displacement - Bio-Gas | Available | Doina Balea | Industrial | Active
f04e225f-df70-ef11-817b-0050569043a6 | wNJ9pHS9OhHvQOqRrgW3uNOn5u+BXBknFZyK7SFep3QFZP9vvqwQApJnp5fGLqVbqe/bxFMgQq1opsKKHNyA5A== | 2024-09-12 08:17 | Annual Operational and Procedural Measures | 1 | Load Displacement - Biomass | Available | Doina Balea | Industrial | Active
1e9125e8-df70-ef11-817b-0050569043a6 | BdNGwRyFS5GmdLNT9813w2jeZBiNYv717vXXHLN8zWoSg5mlWqczd8SJluGmS8IzdSRQB1sI0nqrqNF5F85lQg== | 2024-09-12 08:21 | Annual Operational and Procedural Measures | 1 | Load Displacement - Geothermal | Available | Doina Balea | Commercial | Active
a7864d86-e070-ef11-817b-0050569043a6 | Qn+37RYc+1Pe901O20Uwmp4Y72EDFHLB7BXgds9YPDcoceiSIbS/FwJC9g28TV49MIit5QSD4c77pwQNSKV8TQ== | 2024-09-12 08:25 | Annual Operational and Procedural Measures | 1 | Load Displacement - Geothermal | Available | Doina Balea | Industrial | Active
1487c910-e170-ef11-817b-0050569043a6 | dLluIo2bCBJ4WlBkyUwxLbn2e8fDmNjRlcEvTRzi3I/sVTZdTH9nmnd/nW+oHv31g4wr2tEPNwoV2VkIhAP9cQ== | 2024-09-12 08:29 | Annual Operational and Procedural Measures | 1 | Load Displacement - Hydro | Available | Doina Balea | Industrial | Active
368b1e62-e170-ef11-817b-0050569043a6 | oqeJM2dcqmCGeIIxPCWpcUf8eSfRPYbBafYPckvjoTMEsygp5N4MsWYXMR53fJyB0vtCfg0FWyRDCBiNU4jvhw== | 2024-09-12 08:31 | Annual Operational and Procedural Measures | 1 | Load Displacement - Natural Gas | Available | Doina Balea | Industrial | Active
056393a7-e170-ef11-817b-0050569043a6 | JLpss6vlRBKh52kR55k4Cxt09jCwKAMqwnoqmRHGPatSue0+hh3Za7WYnApsQxOrSvJwryb2xOBb0TUpy6FpGQ== | 2024-09-12 08:33 | Annual Operational and Procedural Measures | 1 | Load Displacement - Process Heat (no incremental fuel) | Available | Doina Balea | Industrial | Active
9c5416f0-e170-ef11-817b-0050569043a6 | kehCQNrhzJoa2aIIRm4yLqM3jnr6F4MQ9U8ZE67fBKcu3IP/Id/zZa3ehAY6DZPJSWL0A4GsWoslP3FU9eyfQQ== | 2024-09-12 08:35 | Annual Operational and Procedural Measures | 1 | Load Displacement - Renewable Natural Gas | Available | Doina Balea | Industrial | Active
10529024-e270-ef11-817b-0050569043a6 | N5KL6JtzOh4VoK7TVS9uQPIORDldZoWxA4syF2pyQd3VkB09DvNf4dMsPe218F0QoRCHxKZrbNQzO1oaBpTvqw== | 2024-09-12 08:37 | Annual Operational and Procedural Measures | 1 | Load Displacement - Solar | Available | Doina Balea | Commercial | Active
e47fc15f-e270-ef11-817b-0050569043a6 | HRex/YpoFK5s5Lkd4Pqz2a9q++jrNwUCOBxTKuFYCUauIlKhxH19AZJbx0jFd9Y7si5W/Iv0N+Awx2ALY42xRg== | 2024-09-12 08:38 | Annual Operational and Procedural Measures | 1 | Load Displacement - Solar | Available | Doina Balea | Industrial | Active
d99a7096-e270-ef11-817b-0050569043a6 | qvg6hBj5wNSVNW5P3Xt5hOmKgcAILXYA6D0vS6uuKMhn5kPJjVR0qVsg1bs03ZA0MwJoNI9V5CdlFPBLzy1/Wg== | 2024-09-12 08:40 | Annual Operational and Procedural Measures | 1 | Load Displacement - Waste Hydrogen Gas | Available | Doina Balea | Industrial | Active
8f035dc0-e270-ef11-817b-0050569043a6 | kjtA6I6PZL2wlmFqA12nVG5QbKOcPCzMW7RxtYw5Zfu1VhjOV4e7s8Q9ItqgMaOVe72F5pvk0NQyZEwJTIOIMQ== | 2024-09-12 08:41 | Annual Operational and Procedural Measures | 1 | Load Displacement - Wind | Available | Doina Balea | Industrial | Active
6b7f7ec5-51eb-e111-8626-0050569e014e | JtLyq1ZNlEXjZd/SStjpm2oGwRyZdWnP4EeIKZEmC1IUoEGKqt86gCzJ0cUCQZsZpFWcisV2qVCJggzFXAC8nw== | 2022-03-23 00:58 | Anti-sweat heater humidistat control | 12 | Refrigeration | Available | Angee Watanabe | Commercial | Active
f67aadef-e492-e911-8132-005056900b78 | Vn1XO7SqGVlGzLQeat9oJdnsk8KiGo+jaWncU7KE/blykz+ZifVqF5/fSSDRZewhwTlovNcs0/Kj9vPd3VPbOQ== | 2022-03-23 00:58 | Automatic Control Valve | 10 | Pumps | Available | Doina Balea | Industrial | Active
d445896a-5045-ef11-8175-005056900b78 | tnEK2AN6Is1xpF5C8e71iEGKMGJU1fhYOjr7VkFLUl9VLo4tPB6qK7rPmDhXMgRTeVfeaUvxdIXnD/Ig8wAIpQ== | 2024-07-18 21:55 | Battery Energy Storage System | 10 | Energy Storage | Available | Doina Balea | Industrial | Active
51bb033b-5145-ef11-8175-005056900b78 | xYnq/D1q75P2aobJibr7UgF4ZupUXSv5mT5pRdpXulXccHHp87i3VUTkK7ni6ghEm2n11BIWtsL96X5S04GAiQ== | 2024-07-18 22:01 | Battery Energy Storage System | 10 | Energy Storage | Available | Doina Balea | Commercial | Active
7876e3da-a0e2-ec11-8157-005056900b78 | BeMZk9KUuJsBhZIKdgn9gL5jL8Tt/CoSBx3jB5jWkRpiX5aO5DOw+3DPpBxbMnIdf5TBmY08YvGuN7vtUN/dwQ== | 2022-06-02 20:39 | Bi-Level Stand-Alone Lighting Controls | 10 | Custom Lighting | Available | Doina Balea | Commercial | Active
3beb3b60-efb6-ee11-8173-0050569043a6 | lBiGwcxGrS228t2OOUbOKpaKVL4wCvDbUZyhPaFPiwHqu68GGTncwNRP3Iimk9a0RgcfUyVUb59AlLy6EXzrbQ== | 2024-03-05 00:27 | Bi-Level Stand-Alone Lighting Controls | 10 | Lighting - Horticulture | Available | Doina Balea | Industrial | Active
55c7e81d-f7b6-ee11-8173-0050569043a6 | AdE2BJXwxhRVoHS/OJ0cKGTdjwWtZOTOJwa382BHEcyBFoIQ54GNdualu5jIv4K8ZlrJLJoA6Yne2/GE/9bfBQ== | 2024-03-05 00:28 | Bi-Level Stand-Alone Lighting Controls | 10 | Lighting | Available | Doina Balea | Industrial | Active
fba338bf-7c9b-ee11-816e-005056900b78 | M+RsO4H+12efXNC15MfVhlt/1B7uprTkUs08C6s8n0HXYfrR30m9sXhgyo7xDCpVoxscrJwAIJLzXxo3qJ73kg== | 2023-12-15 19:24 | Boiler/ Steam Turbo-Generator | 20 | Load Displacement - Geothermal | Available | Doina Balea | Commercial | Active
db74b04f-c55a-e211-a855-0050569e014e | i69fiEho9Q8/xRl4VLrmAX+Ta3RKVvXmhVu6B02bL1t0XjgJjV55ET11fF8KWUVFSyo5GRvJokeQzn9g/pWuLg== | 2022-03-23 00:58 | Boiler/ Steam Turbo-Generator | 20 | Load Displacement - Biomass | Available | Doina Balea | Industrial | Active
6cda0f58-c55a-e211-a855-0050569e014e | POYdb/57nQ+0GPJnF5FmFSvXFRv2XEkPtoVNup9aQDTAwhgNN0dVwZtbPy8JTfE8mEUapg/FdorK1WdHk7rm7w== | 2022-03-23 00:58 | Boiler/ Steam Turbo-Generator | 20 | Load Displacement - Waste Hydrogen Gas | Available | Doina Balea | Industrial | Active
08c89760-c55a-e211-a855-0050569e014e | dObKOxlfFvA6axv28Q2qSz2TUuEg0b8O6rPrE5EP+/JGh2bpm9HS/6QgYBnJyvVhJpep5az06bW8bgkqDbsILw== | 2022-03-23 00:58 | Boiler/ Steam Turbo-Generator | 20 | Load Displacement - Natural Gas | Available | Doina Balea | Industrial | Active
aaaf606b-c55a-e211-a855-0050569e014e | 2ljah1kmM7jhTKyCEaWFEKUmJsFV/L2x7BXYoWl7LGpWwtpU/gBaFbhnyR4dsyZbHGJMDLEM4tfeC8DxnjRrzw== | 2022-03-23 00:58 | Boiler/ Steam Turbo-Generator | 20 | Load Displacement - Renewable Natural Gas | Available | Doina Balea | Industrial | Active
4d4dbe75-c55a-e211-a855-0050569e014e | QhyEvx+fvliZ1VTUFIzHhzNcXH9D2dU1K+sDLO2Qf5OtkM6CSsc9U+CfCXx83mlYFbG9WLKYeBhs2Zpg5XhSVw== | 2022-03-23 00:58 | Boiler/ Steam Turbo-Generator | 20 | Load Displacement - Bio-Gas | Available | Doina Balea | Industrial | Active
f5e48c87-c55a-e211-a855-0050569e014e | 5ayBBiUipcbamEt77JbEqUwehV28sVq713X0tvsM76UAnukkIGVmWOBvfyoiH7ArqW+pU2tNg84CAqipAPF/xQ== | 2022-03-23 00:58 | Boiler/ Steam Turbo-Generator | 20 | Load Displacement - Process Heat (no incremental fuel) | Available | Doina Balea | Industrial | Active
45d08d8e-c55a-e211-a855-0050569e014e | TIXbYea4dXs3/KrnC3OKXVwIADce6KxqY2PqXyJ7wO2TzAok3dy7h/oFvs/PDYi8uEDaQjPOyIkIwTeeiqC9sQ== | 2022-03-23 00:58 | Boiler/ Steam Turbo-Generator | 20 | Load Displacement - Geothermal | Available | Doina Balea | Industrial | Active
7f0b2a4c-52eb-e111-8626-0050569e014e | sPp9H7WTg7iPr5ZgVk29ZmifTu9Mbz1asAgKO2GntV6eSKB2rWhlaYhFv/pfMm83PEUZ8nB5ezviy8AXhrasew== | 2022-03-23 00:58 | Booster Pump | 15 | Pumps | Available | Angee Watanabe | Commercial | Active
40916b40-52eb-e111-8626-0050569e014e | 5qS44xIbcHu1I9d5BTK2b1i95q/WwzuAAUH/6R3CgWEXd9ZwVKOHPASC9lWWSbD1ph8ENj80cy42KQzPUEMNxA== | 2022-03-23 00:58 | Brine Pump: Install Pony Motor | 15 | Pumps | Available | Angee Watanabe | Commercial | Active
bbd059c4-7914-ef11-8173-005056900b78 | yJXwtHUCwc6Nfw1SbkMEvEp77bXJe2DIMr79jTn4RAEb3w8b+HZnsCECQuR+/qDUxg/AubyqPkRT4hYNxknqOA== | 2024-05-17 18:18 | Building Controls | 8 | HVAC | Available | Doina Balea | Industrial | Active
a36e4134-4feb-e111-8626-0050569e014e | 6l1xA3Jrx7ksKfPlFgowaXeOdEcQtMH9gonSb3LvxxV5pmC3oZl61T476G3ebUj3qcyozhkIGWonS8yOOrikfg== | 2022-03-23 01:07 | Building Controls | 8 | HVAC | Available | Angee Watanabe | Commercial | Active
d308fe9e-56eb-e111-8626-0050569e014e | U2XI0E4nDL236k69xuLYGkuUIGhQTmygYfX0fFCfklpHWSA1qn+juVKhDkc1IR7qpq3nQve5n1ORMkTSV9fuow== | 2022-03-23 00:58 | Capacitor and reactor installation to reduce line losses | 16 | Other | Available | Angee Watanabe | Industrial | Active
744c75f5-0b2f-e411-b477-005056907e1b | 148/P5pHEhaGVcVyR4PwsTDhJNlJ4+/si3xLVNrvJmaUspFnHoOvtbnSIlzuPwohr41eTuV6Ot+t3RpO2+ZzIw== | 2022-03-23 00:58 | CNC Only - High Efficiency HVAC System/ Plant, Central Heat Pumps | 17 | HVAC | Available | Doina Balea | Commercial | Active
d601fe0e-0c2f-e411-b477-005056907e1b | S/CehG+TjlVgnJpEqIqcVoN+HPoEXvj5i0JQaz+38PjGgAwACKgdywKMq4amILfyi1ygIW6t9G54Tn+hYvrIUw== | 2022-03-23 00:58 | CNC Only - High Efficiency HVAC System/ Plant, Distributed Heat Pumps. | 18 | HVAC | Available | Doina Balea | Commercial | Active
076e4134-4feb-e111-8626-0050569e014e | jOFhErPW1AGHb7/ceJVAyC88T4TbcHssECWMST1DaRXk26djXaOWOBLOhUW/i0zPQ72HMJ0LqzQ2q2OP4ckHmA== | 2022-03-23 00:58 | CO based parkade ventilation control | 5 | Advanced Energy Office | Available | Angee Watanabe | Commercial | Inactive
8b6e4134-4feb-e111-8626-0050569e014e | lFlRn0MBVx2ShLTsmPf5mNSySK8rZr0e+jDo/PBsNglyeA0I9OgBcyX7TYRflNqCEz3tskea9KLoSg2D++9nnA== | 2022-03-23 00:58 | CO based parkade ventilation control | 5 | HVAC | Available | Angee Watanabe | Commercial | Active
084b9501-9abf-e511-95b0-005056907e1b | ZX1bfBU3ZD5J7ip68Xe/Pe7JGFinF4okIVlC2wWcCv3xGkxp4WsBDy6Bz0zX6RMZmwN1recMod/pqa8q4zHlHw== | 2022-03-23 00:58 | CO2 based demand control ventilation | 5 | HVAC | Available | Doina Balea | Industrial | Active
096e4134-4feb-e111-8626-0050569e014e | FAE/t9cO/n1+bDSjzbWiVDOMs9O372+5uadvN4p0XX1waNMD2Xn/NwzR58yRcZFaVNrNlzeG59b1UNmWcZX3EQ== | 2022-03-23 00:58 | CO2 based demand control ventilation | 5 | Advanced Energy Office | Available | Angee Watanabe | Commercial | Inactive
8d6e4134-4feb-e111-8626-0050569e014e | 0ul9EUgh3KBe0VPSajmycYPBGBMkSvtsBXfmmSNk2LL58HPGD/p+i5l4+GuXuWBRkHTmkACPuocpyxilcwr/sw== | 2022-03-23 00:58 | CO2 based demand control ventilation | 5 | HVAC | Available | Angee Watanabe | Commercial | Active
bae7474f-1d5b-ef11-817a-0050569043a6 | 85k/VpKG+x1NO6yYj58Zm+l5zL/NadFi9X8Vc6vZJwFLFRYBF4oUy52dAcchhaYqy+OU/cLv6NdhlEzjBeenWQ== | 2024-08-15 15:45 | Coil Cleaning | 3 | HVAC | Available | Doina Balea | Industrial | Active
867780dc-1d5b-ef11-817a-0050569043a6 | UKqqohHfg68ADMr62MPD28liw5VAY+o7iBCfPcP+vOMN3jmxDbZRpmQQZFnecwo1OQUVAeFLMNe1jfm4OIHHvQ== | 2024-08-15 15:49 | Coil Cleaning | 3 | HVAC | Available | Doina Balea | Commercial | Active
82aaf7f0-c55a-e211-a855-0050569e014e | ssd9IavN6hPT0lpv4ENyvFf7cR4NteLarNECDLlx1uDV1uwUpKO8ZqF92Je7KfcA8gY/Lp4nOP/FIDVdz/R4VQ== | 2022-03-23 00:58 | Combined Cycle/ Combined Heat and Power | 20 | Load Displacement - Biomass | Available | Doina Balea | Industrial | Active
3e7a64fa-c55a-e211-a855-0050569e014e | jZeA5mVLDaXuQEj7ryFpnNhrH2k3Ho84R9/A31bdJW5n0yXh59T/rZPt9ke6emz22T/hPmkhgY3Oi8olrSA+Jg== | 2022-03-23 00:58 | Combined Cycle/ Combined Heat and Power | 20 | Load Displacement - Waste Hydrogen Gas | Available | Doina Balea | Industrial | Active
17543301-c65a-e211-a855-0050569e014e | wOZS59zsOu0MtF0kBi7HSayQK4qU2PpjcwloHqMpFIrgA7/IiV3BH/cYvSCTXWJEhZ7602+h7P3KBvQVFxA54A== | 2022-03-23 00:58 | Combined Cycle/ Combined Heat and Power | 20 | Load Displacement - Natural Gas | Available | Doina Balea | Industrial | Active
fdd7180c-c65a-e211-a855-0050569e014e | NxFCPI8Yv92438nB/7RQfPwbAPnOJrdoXXUoaztDBwsyIciMacFDFK1JRuci0JpcBnRTCfUs6XlaXpopbl3QqQ== | 2022-03-23 00:58 | Combined Cycle/ Combined Heat and Power | 20 | Load Displacement - Renewable Natural Gas | Available | Doina Balea | Industrial | Active
bb6e1117-c65a-e211-a855-0050569e014e | vjFfg7aE78gkls3pUUBpePEsuEuzYfrwIQfXKfs99L6vrMWmDskn7jwWWJp2UsipJgm9Ichs/WzLg9hnQ0y/JQ== | 2022-03-23 00:58 | Combined Cycle/ Combined Heat and Power | 20 | Load Displacement - Bio-Gas | Available | Doina Balea | Industrial | Active
d64d6911-c55a-e211-a855-0050569e014e | wosrMhs1lzdO+R5ogRNfkboZho7lUm352zdeA4F46VfguOnaNSwF2R1QWfkHO4r1cEetXwdTpbvNWdMZ6NTVrA== | 2022-03-23 00:58 | Combined Cycle | 20 | Load Displacement - Biomass | Available | Doina Balea | Industrial | Active
fea6df1a-c55a-e211-a855-0050569e014e | XC5Ut6U0JrzS1+2a3BJWxs1t/FyWBa92uPC1EVsJqa7L4NZEQwi2P/FDS1QS3o1AJpv2BSDSQYbFq//cJ6O8ng== | 2022-03-23 00:58 | Combined Cycle | 20 | Load Displacement - Waste Hydrogen Gas | Available | Doina Balea | Industrial | Active
a2fad124-c55a-e211-a855-0050569e014e | o+zQnzJz7VI1Gv0K8yI0IGFPB/ErHLPWKy+iV79WUjzTvRjwSUTM9hjlGfywfg8BV/xiaED7U51lN9H5HBttXw== | 2022-03-23 00:58 | Combined Cycle | 20 | Load Displacement - Natural Gas | Available | Doina Balea | Industrial | Active
780d452f-c55a-e211-a855-0050569e014e | nNWxsk+daJbErZXmTK4VRhc69N7k6oig2AkQKKZZLvlcPLpcqKm2x7fkbtyxteITTvHyyM/3CgjCll7lg5qxdg== | 2022-03-23 00:58 | Combined Cycle | 20 | Load Displacement - Renewable Natural Gas | Available | Doina Balea | Industrial | Active
33496b47-c55a-e211-a855-0050569e014e | WfcUZtLK0YCzhAuFfy4ZrNttbZ8HenFrND4SGKgR7ERBwWUfr9TuyzTU9IYz0a3x8ceexqK2AyB5SZv+yaOuCw== | 2022-03-23 00:58 | Combined Cycle | 20 | Load Displacement - Bio-Gas | Available | Doina Balea | Industrial | Active
21f17174-7f9b-ee11-816e-005056900b78 | /qALtpAcOLylz759zh3ib6mFxgVRYtHtFUBTbz/vGBeiDsbzmALadGIddH+FmyBvmAZIS+bhDUCwu0oTPfdQ+w== | 2023-12-15 19:24 | Combined Heat and Power | 20 | Load Displacement - Geothermal | Available | Doina Balea | Commercial | Active
6c84969f-c55a-e211-a855-0050569e014e | Aj5PycetKANVL2AlJtUSlXQ425E2k+0zRZhkc40y3q2wJ+HvHJXyX08QjyMsf+/kqbgxXYMg4crdQM4atZeBDg== | 2022-03-23 00:58 | Combined Heat and Power | 20 | Load Displacement - Biomass | Available | Doina Balea | Industrial | Active
8844eda6-c55a-e211-a855-0050569e014e | XSJ0PowV3MVcRd8WsgtQrfkH6zcEIb4uCclObVLgWYsoAJuxiQYqwL3vkDcZ1kwamLoc5g3J3QFbgyuK75IhWw== | 2022-03-23 00:58 | Combined Heat and Power | 20 | Load Displacement - Waste Hydrogen Gas | Available | Doina Balea | Industrial | Active
875544b3-c55a-e211-a855-0050569e014e | F10X+BrA+jZC/QZAQmw16zETrFLfooJhA3IycxXv9vGQn0I0+ByvmcoHOmDYkb8MXrSHKWwqwpadJaeuCNQt+w== | 2022-03-23 00:58 | Combined Heat and Power | 20 | Load Displacement - Natural Gas | Available | Doina Balea | Industrial | Active
9f3d48bc-c55a-e211-a855-0050569e014e | ylYQ5+74tw2kNUB8wAJWbna3KRRxBfOrLXX9j6K2QhIq9vCClJVodt2PlinCqb0AiytCUcxxb+Fz09w/lMbtUA== | 2022-03-23 00:58 | Combined Heat and Power | 20 | Load Displacement - Renewable Natural Gas | Available | Doina Balea | Industrial | Active
e345eec5-c55a-e211-a855-0050569e014e | 96Cegz3Izzmlekmv4o4MT2eK9DB1KVcANr17/5LXpyLB1kTgjVxqajKMIA+4LBl6CZN55pvgIi4L6kqtRj9sGg== | 2022-03-23 00:58 | Combined Heat and Power | 20 | Load Displacement - Bio-Gas | Available | Doina Balea | Industrial | Active
a6d657d8-c55a-e211-a855-0050569e014e | 3wuQMvp4x7SgzdzI8U0tA2hGVZyuDVdnEfFmlLIKPEezx8Ut4wZM4Ar16yvAxPfhn1POb87uZIS8NCwQdF/h4Q== | 2022-03-23 00:58 | Combined Heat and Power | 20 | Load Displacement - Process Heat (no incremental fuel) | Available | Doina Balea | Industrial | Active
03110de1-c55a-e211-a855-0050569e014e | 66E2qn0h9iZVLPo0YhFsoEHezf7oDfATMmL2vchvpqAJUhxojSL2QExaaT4FSm1BeXkZ0Eo8Kcuz1AZKoYLjBQ== | 2022-03-23 00:58 | Combined Heat and Power | 20 | Load Displacement - Geothermal | Available | Doina Balea | Industrial | Active
04d6db04-1b19-ef11-8177-0050569043a6 | kc3wgj1/CDkU/nJsDmZEJ5UewaZm69CCK+SXt8IXYr91mk8D1pJw9+L/3OZP5Fy8PSvM3jek/ZtyI/qgIdQAbQ== | 2024-05-23 15:42 | Commercial Operational and Procedural Measures for Hybrid Heat Pump Systems Heating and Hot Water Systems Optimization: Loop Temperature Reset; Equipment Staging; System Lockout; Unoccupied Setbacks. | 2 | LCE - HVAC | Available | Doina Balea | Commercial | Active
0d6e4134-4feb-e111-8626-0050569e014e | E14d4NyNYCFogtNU/RKlQMvEkuDpukb0ZiiTFxQ9E4Qjgq0xHsp8djQlRqMVi4JKpGUZuRj4tg8epxw/ETgLmg== | 2022-03-23 00:58 | Commercial operational and procedural measures including: Control resets and rescheduling; Heating, cooling, hot water, air handling, and refrigeration systems optimization; Fan motor and pump rescheduling; Supply air temperature reset; Unoccupied setback; System lockout . | 2 | Advanced Energy Office | Available | Angee Watanabe | Commercial | Inactive
ad6e4134-4feb-e111-8626-0050569e014e | dGkZH0LEFR/Z98nPk2DKNGt6fAvU8h4HVkc6CTD2Th8RdT3A2qzcmA7xztQpDQRQRHn7n+nduYdtTCr8K42FLw== | 2022-03-23 00:58 | Commercial operational and procedural measures including: Control resets and rescheduling; Heating, cooling, hot water, air handling, and refrigeration systems optimization; Fan motor and pump rescheduling; Supply air temperature reset; Unoccupied setback; System lockout . | 2 | HVAC Operations and Maintenance | Available | Angee Watanabe | Commercial | Inactive
91269d99-1119-ef11-8177-0050569043a6 | oKWGlhkaxW+RneliSzmdBqaLM459jX+JrSrx5tFkW0zzClbLBx2oOhFdp7MKVu5djs9/HZPzVk9rrzMEgKM2bA== | 2025-04-29 13:02 | Commercial Operational and Procedural Measures Including: Control Resets and Rescheduling; Heating, Cooling, Hot Water, Air Handling, and Refrigeration Systems Optimization; Fan Motor and Pump Rescheduling; Supply Air Temperature Reset; Unoccupied Setback; System Lockout. | 2 | HVAC | Available | Doina Balea | Commercial | Active
711a42e8-abba-e311-ba6a-005056907e1b | 8MWFxOjgtfnblgY6EnHPtTwVMa6WzX8PKMdf9DF+X1OGRqJ1uyMvoLxmjMQN1Hw90Lxes34XrJBOkdKabW2JuQ== | 2022-03-23 01:07 | Commercial operational and procedural measures including: Control resets and rescheduling; Heating, cooling, hot water, air handling, and refrigeration systems optimization; Fan motor and pump rescheduling; Unoccupied setback; System lockout . | 2 | Domestic Hot Water | Available | Doina Balea | Commercial | Active
a857376b-55eb-e111-8626-0050569e014e | Db38ceECqDbvrD43tn2/AzIYW1DpjFjH/8B5jA2GLADT4OGQ0ArRwk2OqwTY+B2axnjNqAUGcmYEdKD0FJpUJg== | 2022-03-23 00:58 | Compressed air piping and storage | 10 | Compressed Air | Available | Angee Watanabe | Industrial | Active
6f370d10-af3e-e911-812f-0050569043a6 | O4mau6VR9fFrEE9NbL7bfsjRt8pj5mhWsKR1vbuZGVGb1ctIbQoJ5LjSdjh335C6UNrm7XY4fvckaV0yqBBO9g== | 2022-03-23 00:58 | Connection to BC Hydro Grid via T/D Line | 30 | LCE - Electricity Supply | Available | Doina Balea | Industrial | Active
b2121b00-d13e-e911-812f-0050569043a6 | qet4yFbBGnemHipVSzFtHnSGZTw5h4ipGEhklsH81CA2ZGufheS2rfBcOmT5lOghyFyHXRf40opkRzZ06dgjvg== | 2022-03-23 00:58 | Connection to BC Hydro Grid via T/D Line | 30 | LCE - Electricity Supply | Available | Doina Balea | Commercial | Active
d8fb7472-a3e8-ee11-8171-005056900b78 | qglvJ9zwXp5wRzTt3DxCaqdyXfc/CW1Re71oKj1/7WEwybQKh6BE6iMauGPJ3MdF+//6jTKNALf3ItiEV6bdLA== | 2024-03-25 23:31 | Consolidation/Removal of IT Legacy Equipment | 10 | Other | Available | Doina Balea | Commercial | Active
14f8b90b-1113-ef11-8173-005056900b78 | XlJrriV+hDB5cxLFlJjvZ8nQiecBDPEtYmlfaVQdWyUAB2wsPfbvnESsLm49f7+xZ2Ogh1/RtNYnIxKEIE4Ipg== | 2024-05-15 23:16 | Conversion of Pneumatic Systems to Electrical Systems | 15 | Other | Available | Doina Balea | Industrial | Active
5258adb3-56eb-e111-8626-0050569e014e | isOkEcjmw5/21pKwJhJWFiB80bbHmMBn8XmcHuQLs+9NrseIcEH0nBSQ82bzRM6qe9cmBP1WJC0hY6ltya1d4g== | 2022-03-23 00:58 | Conveyor retrofit | 10 | Other | Available | Angee Watanabe | Industrial | Active
665b8612-9abf-e511-95b0-005056907e1b | jBjArT1TAsjdaM1FnRzxGM38/d2Pb2IdSzVVvQgqLUuQqcP53Zg/xMXVqS8gPvIXoaXVutq3lXYtRSBupiBW3g== | 2022-03-23 01:07 | Cooling equipment upgrades including high efficiency air conditioners | 15 | HVAC | Available | Doina Balea | Industrial | Active
0f6e4134-4feb-e111-8626-0050569e014e | 0bR/lRhr9fOcM8VZgTu1pPfxyVCV2s/8IYENaI6TRy+W5p6C4o3hu6+9jHbPfTCUJpI50PxCmLtJpqnKJzKX4A== | 2022-03-23 00:58 | Cooling equipment upgrades including high efficiency air conditioners | 15 | Advanced Energy Office | Available | Angee Watanabe | Commercial | Inactive
8f6e4134-4feb-e111-8626-0050569e014e | omACxPcES1xGiZC7YFxoh1xwjt2E/+3Tkevu220AiYccwA8GWyLViGo0FioFp3OOB7u3cnDc9m2Pm/3S28yKAg== | 2022-03-23 01:07 | Cooling equipment upgrades including high efficiency air conditioners | 15 | HVAC | Available | Angee Watanabe | Commercial | Active
b670ee23-9abf-e511-95b0-005056907e1b | 7QVOFiuyQHW6ZMxcRLWqxRlNEAikPleKX9fF06RA6HN7BYByAsjxFucMdGC6wmVTOKivMDPClOw6ZNYHB+uRhg== | 2022-03-23 01:07 | Cooling tower / evaporating condenser | 15 | HVAC | Available | Doina Balea | Industrial | Active
116e4134-4feb-e111-8626-0050569e014e | Rfu7j8Oh+byHN6Par9FdpT8LcuBa3m1IDCZtHC49nxgOL5+bnMRKG6Drh0vf5Fl4nAN+aDljyCMcSP7x7ilbCg== | 2022-03-23 00:58 | Cooling tower / evaporating condenser | 15 | Advanced Energy Office | Available | Angee Watanabe | Commercial | Inactive
916e4134-4feb-e111-8626-0050569e014e | VjKf1SH9jI+ropdyJChTBR9p7F6XogLxx+JlPxOn1+1t4NIaWy0Ki/4VnMSZyQ1njkayxmUdq5eQBbwjV6b91w== | 2022-03-23 01:07 | Cooling tower / evaporating condenser | 15 | HVAC | Available | Angee Watanabe | Commercial | Active
6f6e4134-4feb-e111-8626-0050569e014e | E1LkM1L+gJLRJkYiyYX5uiEW6RNnE9hLuXNOCFSi5QmKJB4X+P5eMXkj0z+AHaZpxnNJ8S4kNLwrae0VY9sZ9w== | 2022-03-23 00:58 | Data centre servers | 4 | Green IT | Available | Angee Watanabe | Commercial | Active
812ae607-0bc4-e311-ba6a-005056907e1b | 7+6AH6DdhrRbXhSq+6sVO6xFxynBkQM/WHFwnFbqQw+o0+sfYZxPVLlJFe2r9rFTFA/R4i6mYqfTMaq9MSPp1A== | 2022-03-23 00:58 | Demo Controls | 8 | Demo Project | Available | Doina Balea | Commercial | Active
069c9e1f-0bc4-e311-ba6a-005056907e1b | oJim6FPFkYYkNHcF1kVw0PXuTw3N+X9A5L7kBNza21I7w1xrTpN+gaeaeGGQThl3R/iYpJzO/xBYkPX3tMRFgA== | 2022-03-23 00:58 | Demo HVAC | 10 | Demo Project | Available | Doina Balea | Commercial | Active
fc1a5a2e-0bc4-e311-ba6a-005056907e1b | MRar7Agaqs74LfCBOFAmiW0mdTEEoIHvnbP5MMU9wwgC3EnYwPWV7g6b0f280Ji4Rsx3I8EObrLb8Q/0+z/g4w== | 2022-03-23 00:58 | Demo Lighting Hardwired | 10 | Demo Project | Available | Doina Balea | Commercial | Active
d79457c9-d01e-ef11-8174-005056900b78 | LYiE67lMgkqlDFghY2SU3I9lH5HnoSoyE2L1z0CNYbYiNnS6Jjj/OJoV97hhPfeuKl39QsmkL8crzIPcZXSESA== | 2024-05-30 22:06 | District Energy System - Electric Heat Pump | 30 | LCE - District Energy System | Available | Doina Balea | Industrial | Active
dfc26838-cf1e-ef11-8174-005056900b78 | DcNFwPCBfhG1/TNwrOiXhkikq7g2M6vNetqRNoZaRzYC4+AnZXSoKxvEL9hr0j80cDsFLPV9ekiV38D27Ze2gg== | 2024-05-30 21:55 | District Energy System - Electric or Electrode Boiler | 30 | LCE - District Energy System | Available | Doina Balea | Industrial | Active
656e4134-4feb-e111-8626-0050569e014e | NkNWwR/fNjr/N6Ae36xmmQFrlzZExUqgqMD7RujzFmNJcyIW2gN22XTusdQ0GitM6D4HI2esFxd5+lvgn0XUOg== | 2022-03-23 01:07 | Domestic hot water boiler upgrade; Efficient boiler | 15 | Domestic Hot Water | Available | Angee Watanabe | Commercial | Active
558c4338-99bf-e511-95b0-005056907e1b | zKfVxyTkyeD5mVw5TU4R9fO9mZTCvrKsExZvr+qMRc1nX4Ql0TXGu85APoJvJqN9NmeJ7h5YUGZ3VHTV3a+ZLQ== | 2022-03-23 00:58 | Domestic hot water distribution system retrofit (piping insulation) | 10 | Domestic Hot Water | Available | Doina Balea | Industrial | Active
676e4134-4feb-e111-8626-0050569e014e | ZgnqWma7lcpzPPlkuHj/dxRDg2JW93yDFLKCl4oOomXMvqmsoZSTLPE1PaqG4jIkrhLRQpK5cFjagQELNIoTug== | 2022-03-23 00:58 | Domestic hot water distribution system retrofit (piping insulation) | 10 | Domestic Hot Water | Available | Angee Watanabe | Commercial | Active
691eec47-99bf-e511-95b0-005056907e1b | ZU2ha26VXR3GW7d/iAYpv2oD4BMo3a+/5+Sa4fDlHeyR/6iax5dWuNg5NSSUc7yIMuBX9cj5wQTH2u3uVTlnjQ== | 2022-03-23 00:58 | Domestic hot water recirculation pump demand control | 10 | Domestic Hot Water | Available | Doina Balea | Industrial | Active
696e4134-4feb-e111-8626-0050569e014e | 07VWAUTzGeunxhJU9T97ipulC2YnVuN1q2O2VK0u8SUN1RasxTZxQUOG7nXXBXR0Btr5PvZrcmRbLmObX3ZZZw== | 2022-03-23 00:58 | Domestic hot water recirculation pump demand control | 10 | Domestic Hot Water | Available | Angee Watanabe | Commercial | Active
fe0b7cdc-601f-ef11-8174-005056900b78 | At2DNeK3yP9T31T75ScYdtCjyJmRM0kR3M8oGgbFnk4aOPQRLrs6J1/oRIwEjAXOClvwIX2Je9U6Y2qHoGHMnw== | 2024-08-14 21:53 | Drive Conversion | 10 | Motors and Drives | Available | Doina Balea | Industrial | Active
b6733083-50eb-e111-8626-0050569e014e | C+FDOAGLy7q09iHpnGtH1Gg5IQeTd8eCHFnifMYOEfumafHraL2bPK+kKPI/oe+8yoIBUG8PKe5PH0BCtkLRKA== | 2022-03-23 00:58 | Efficient door type dishwashing | 15 | Food Preparation | Available | Doina Balea | Commercial | Active
aa57376b-55eb-e111-8626-0050569e014e | 3NFukVgnWiOX5UXhu7rN4MOUs6NXkrMtss83079UpfHOPz7eMjFNgBpjKGTKy+LSfVfcbAGG4QPkMq0A2+LGXw== | 2022-03-23 00:58 | Efficient air compressors | 10 | Compressed Air | Available | Angee Watanabe | Industrial | Active
ac57376b-55eb-e111-8626-0050569e014e | ij2JK+1sWCbwAw7nPwjsfMN5lCHovi1Tnr0tQIRNBnQ9l6mEDiUTBV4MH12an4joPDigeZ4dpU27z4ipz3qIXQ== | 2022-03-23 00:58 | Efficient compressed air dryers | 10 | Compressed Air | Available | Angee Watanabe | Industrial | Active
822a7c31-3b17-ef11-8173-005056900b78 | dPFft/HdOOqPc/WcwM3F++8yt5od8s93hG9RRVALJ1xU5d3FSDohMFm2RCsSeoaRVxgLS3dsW8jdVKPl8YRF5A== | 2024-05-21 06:27 | Efficient Compressor | 15 | Refrigeration | Available | Doina Balea | Industrial | Active
1b78ce8e-51eb-e111-8626-0050569e014e | TFGztv11o4YArEICl3Cfwzpclvd5YPM0qxQSoDdslV4VbspQvFr+YjjR0/0qJ79o6S3omFbzXqn9ng5ZK/y9sw== | 2022-03-23 00:58 | Efficient compressor | 15 | Refrigeration | Available | Angee Watanabe | Commercial | Active
4b001dd6-1c5b-ef11-817a-0050569043a6 | ZaetD8Fwz8FzsPb3FtwzxjXh0JgR99T9a8ZDVv+hdQyRxXWTf8+U/CFiEt/7lpW7QdeqJqhOzSHkzkImEuKmyA== | 2024-08-30 00:25 | Efficient Compressor Equipment Including Multi-stage Intercooling, Variable Volume Pockets, or Centrifugal vs Reciprocating Designs | 15 | Natural Gas Compression | Available | Doina Balea | Industrial | Active
21326d0b-3c17-ef11-8173-005056900b78 | uYNJLNsy/0DyFA/PIAQLd5H21iBC89Tqykeiu6D1NcZVP/3L7XQXQcKv83ae3IsmRPO5JM/veC6ADCFU7VR8uQ== | 2024-05-21 06:34 | Efficient Condenser | 15 | Refrigeration | Available | Doina Balea | Industrial | Active
8df2fc91-50eb-e111-8626-0050569e014e | TM9mW+SkeyLCMjJgLkq6KXMvIo1aZXleWHo68q/DkHl7o3E9fOshHRCgRX6/P1P5At996h+aO46BnniuHSy2TQ== | 2022-03-23 00:58 | Efficient conveyor dishwasher | 20 | Food Preparation | Available | Doina Balea | Commercial | Active
de57376b-55eb-e111-8626-0050569e014e | cHLnuYmCHxAxDdl/J/Tn4JtdzJjAT26VEndhKtQ7PrYRCkHk4JIY0HqHE980v9wC0mmBDMq2BRPSRXPdz134IA== | 2022-03-23 00:58 | Efficient crushing or grinding circuit (NPD only) | 25 | Process | Available | Angee Watanabe | Industrial | Active
9018382a-1313-ef11-8173-005056900b78 | d2oeNPjJHWIfPbMcSF87FTdCu451R3ttrunXzySulWuuAvZUZ2nUBgQCnaQVw2pyxS6XQqnfjCQLuiwucd8sBQ== | 2024-05-15 23:31 | Efficient Extrusion Equipment | 15 | Process | Available | Doina Balea | Industrial | Active
55e4776b-50eb-e111-8626-0050569e014e | wRupS6iQn035brrFipmTxAd5FLv/uKHwuOgLAk9rvJwfB41Xly2q6lJvDMQmqfreoBDj40Uq7hByS+FIULeI6Q== | 2022-03-23 00:58 | Efficient food preparation equipment | 12 | Food Preparation | Available | Doina Balea | Commercial | Active
69ac6acb-56eb-e111-8626-0050569e014e | WcyNUSTMGNxhE8brZcL2i8cqrdMOKfnf7X2aXbXwiz950mAE6qPUj+297IRSiHLt2H0XdZe0x61eoLh8Xsi3OA== | 2022-03-23 00:58 | Efficient gear reducers | 20 | Other | Available | Angee Watanabe | Industrial | Active
8846ac5c-1413-ef11-8173-005056900b78 | hFsNh/xdV3Y1PMMfakRqqQBLD0ONqeac4t0Z0rF+c6a8m2DPyH+FaOw5kpZB4X1X7BA/GMK8wH3zB/F73FpbqQ== | 2024-05-15 23:40 | Efficient Injection Molding Equipment | 15 | Process | Available | Doina Balea | Industrial | Active
b0fc62ee-e392-e911-8132-005056900b78 | 7HsD35DXR3kW9PBf0zOqElZRZ7kMwjHN2gLuvgcawkAKcK4D+LYwfo8KtE/nX2PUGclfbqWc0IjAmmbE63DuZA== | 2022-03-23 00:58 | Efficient Irrigation System Upgrade | 20 | Pumps | Available | Doina Balea | Industrial | Active
e057376b-55eb-e111-8626-0050569e014e | VMLCFP9TW1JTj1zBADKBbQ1k1A19y5x8VWIDWBwoc9bqU1LzKveTAPkFERbqKtDOoKTzGf/pIduXN8e5aQydow== | 2022-03-23 00:58 | Efficient kiln, oven or furnace | 25 | Process | Available | Angee Watanabe | Industrial | Active
8244ef50-f610-e311-9e5c-0050569e014e | mUYx5+5pvbSf3yy01LK9QQuC5swneR3Y+cdU5MQwov5gtyeRog1ca+EbCIx+M+xy/Uq0g/fexnyMfhLPKVPtPw== | 2022-03-23 00:58 | Efficient Mixers and Agitators | 10 | Process | Available | Doina Balea | Industrial | Active
ae57376b-55eb-e111-8626-0050569e014e | moSmpqyW3ZMyOCN/EEdwqyElC5vQtpn53AXUvGjGvIxEKxi/S1qgsCGDVAgO5YJcC4CFRXC05LNUEsQpFiSQMQ== | 2022-03-23 00:58 | Efficient nozzles | 15 | Compressed Air | Available | Angee Watanabe | Industrial | Active
cd9fcf1a-2213-ef11-8173-005056900b78 | mKAulFbdI9e/he0Mr8bDPkF7Ciwl8N0sZA2c3gcUxldCHIAxzkWhTClf1d5xir5Cw5jNpiMKnO+CDk5HDI72Lw== | 2024-06-18 18:05 | Efficient Process Cooling | 15 | Refrigeration | Available | Doina Balea | Industrial | Active
14154065-1513-ef11-8173-005056900b78 | fhXaRU8TiuY2Bnr7mof4lQgn646xUWvebSZu57RE1sWR2LWy5ubnNG+qegJ5fKvw8gjTsrgTyJ2obXRJL5qhNQ== | 2024-05-15 23:47 | Efficient Repulper Rotors | 15 | Process | Available | Doina Balea | Industrial | Active
e257376b-55eb-e111-8626-0050569e014e | fuaeG4Y7Kbc4/081gYIEE+2AS4ItB4YTLSE5aeM37sdNy/ilbu12Pr9LX9NBggczHFOsK5QdvYl2Xj/2uwpdyw== | 2022-03-23 00:58 | Efficient rotors for pulp screening | 13 | Process | Available | Angee Watanabe | Industrial | Active
89a76a84-bb17-ef11-8177-0050569043a6 | RMYNFMwnLwO2QDoHxN8BmfRErE6ktpn2TKlJKH/4ODDDgeu7DmLtK3QuwTdvHuncl2uF7Iy9c/uYIkCwDwDxCw== | 2024-05-21 21:47 | Efficient UV Reactor – Water Treatment | 20 | Water Treatment | Available | Doina Balea | Industrial | Inactive
a0bff0d4-7d22-ef11-8178-0050569043a6 | BHJt93+rSM1Guq3fcS27KVp7/BgzgTb/pxckvbuCIajPd9P9IF3R6dH8iGv3lAFZn2Qdkth5BPD2qn53+0GaPQ== | 2024-06-04 14:22 | Efficient UV Reactor – Water Treatment | 20 | Process | Available | Doina Balea | Industrial | Active
4317211d-2c5b-ef11-817a-0050569043a6 | 4eUmAKw9n+fN9U6+EoY1gJGp1/aQopbVHxBYsyNps4SA0eivK0YD/kSec1fBL4WsyDWNeYLwe/4Tr2l/ndLv9Q== | 2024-08-15 17:31 | Electric (100% or Hybrid) Air Heating System | 20 | LCE - Process | Available | Doina Balea | Industrial | Active
5b4062e3-4609-ee11-8167-0050569043a6 | 2YpgFUX96waHEDTvpB1rhKRMUZ2IWGv7hYZr5127rlXkJmmRKs4dfnwrDOb2PhJxZ80Hil3EOu90r2LuGLgYGg== | 2023-06-12 17:31 | Electric Boiler | 20 | LCE - HVAC | Available | Doina Balea | Industrial | Active
a9406a6f-3af1-ee11-8176-0050569043a6 | AplwUCnX6lUNbfBBgksK7ikrE+Zj/e4LQeYEd42ekUVnfed2BorbUojQVLHOuXo1f+00PtnPhBL9K4hjAr4qDw== | 2024-04-02 21:46 | Electric Boiler | 20 | LCE - Domestic Hot Water | Available | Doina Balea | Industrial | Active
94446b05-c717-ef11-8177-0050569043a6 | ohl1pygEwFGG37WEyYBwA7ZYNWnOw46KiYlw6IOWJBcIOKbpTS6gpXf4+BP7V8mtJ/dff+K8MDy0tVqMhmNQYg== | 2024-05-21 23:08 | Electric Boiler | 20 | LCE - Process | Available | Doina Balea | Commercial | Active
475f4e21-c917-ef11-8177-0050569043a6 | FC8SPdgKD4dfME889OcTw2ciTfyvLMkTTOG7+TFmGkKtVbcql4huG8K2Nb5te8P7c74Tt2hrQudq/AEtF+1u0g== | 2024-05-21 23:23 | Electric Boiler | 20 | LCE - Process | Available | Doina Balea | Industrial | Active
88e9a0ab-fa64-e811-9a34-005056907e1b | bsXzO3tOptetHaxSHPbH0Lz6ToVqpD7xvqISXSI3tX5Ag/l7nME535opbHAC3WA2B9bwf730BeyVkJpTAgLOtw== | 2022-03-23 01:07 | Electric Boiler | 20 | LCE - HVAC | Available | Doina Balea | Commercial | Active
49e9c382-fb64-e811-9a34-005056907e1b | u0Oj6DsVv4EiT6HXEjcwpqYD60HcAuiYzhSnPClYem0u1rSPXmpbUS6C4nZsj/+BRIIIEnp98C74Kh3basF2Gw== | 2022-03-23 00:58 | Electric Boiler | 20 | LCE - Domestic Hot Water | Available | Doina Balea | Commercial | Active
68716087-5ce5-ee11-8175-0050569043a6 | THBCJPKe3+XUaWZP8FPRfCQVb+ciL0kKF4jnMb/ofcDF6wz+0HSQlbRxNlZzAVtUhOz8eDTO048ZDqym9u7leg== | 2024-03-18 19:20 | Electric Chipper | 10 | LCE - Process | Available | Doina Balea | Industrial | Active
6a14ea47-3a17-ef11-8173-005056900b78 | sjg7lQwMc6s65U6HT1zKlBy05SXAWhmMJg8Fvge5T/vAOQ3dZmeIz30XuLEYs8OL0ocMp3ukqhWERVQrNjpOpw== | 2024-05-28 17:00 | Electric Conveyor | 10 | LCE - Transportation | Available | Doina Balea | Industrial | Active
b02cc25e-2a5b-ef11-817a-0050569043a6 | Dif01rftOqDZ8Z9uV3vAI9iz3WBZtBgqMAIfLCJro7nJoWhKcpUgQZBB1C+bsnRFVelZw+K1kNzi2NlgDV82Xg== | 2024-08-15 17:18 | Electric Crusher or Grinder | 10 | LCE - Process | Available | Doina Balea | Industrial | Active
acf0d320-2b5b-ef11-817a-0050569043a6 | Lsz+67HjM8ppiHGsQJxGBKfKJnX2T3ZyftEOW7AQAUMFkOvt8KOffmkCluDseNRdevpNsiWiTbXOC5QeI6cHvg== | 2024-08-15 17:26 | Electric Drill | 20 | LCE - Process | Available | Doina Balea | Industrial | Active
3df348d0-2e5b-ef11-817a-0050569043a6 | LoZSXKz6+2jzi1LlZRs0EToERAM3iBDHBSXtouPxTolljdLdd/meUuMdL/ErTNooteetKtyh96Zeg+Afva/IdQ== | 2024-08-15 17:50 | Electric Dryer or Kiln | 10 | LCE - Process | Available | Doina Balea | Industrial | Active
d898e6ef-2a5b-ef11-817a-0050569043a6 | huuKrtYRJHv3qS8/XY3KcuSea096522J0CAHSy1pOPPqgh30BtlXBcQ/fR7vZPK5DeVMP/9eZg+n3+c5PG+glw== | 2024-08-15 17:22 | Electric Forklift or Scissor Lift | 10 | LCE - Process | Available | Doina Balea | Industrial | Active
897f4d2e-2e5b-ef11-817a-0050569043a6 | P/3LAhB7H0eKq1hfIgDfpo5m8EAaQUd4Fu0YNXv7mcsmd7LTIOdF4rb5xsIoHRK+20Ycu7T9CCW31HS7qW6OIg== | 2024-08-15 17:46 | Electric Heat Pump (Open or Closed Cycle) | 15 | LCE - Process | Available | Doina Balea | Industrial | Active
253428fe-2e5b-ef11-817a-0050569043a6 | G6uDGb3+awsT/6OAnNU/OBRUfGmsGSLqyIwJSH6bQJHLcp73vQZRhQX1PGEEo3VusFhh4CfElXND6U/TPwqQzQ== | 2024-08-15 17:51 | Electric Heat Trace for Piping | 10 | LCE - Process | Available | Doina Balea | Industrial | Active
9704f270-2e5b-ef11-817a-0050569043a6 | rzYq9qs3LEpLCvm/DoaYOKVDgfXxihH3XSlCqw3h5X2RZv9v99GDOmgJJY2ka1PMVw7ltj9taBp+5fJke6gg/Q== | 2024-08-15 17:47 | Electric Induction or Arc Furnace | 20 | LCE - Process | Available | Doina Balea | Industrial | Active
b1cccf6c-2c5b-ef11-817a-0050569043a6 | UNCelKdkPN2gGnFEZfzvn+rgIBys2jv/04fknfpfawgazXZdK+JEhUJ96UtaffnT12Q5uPRiJK4TIukcwK68Sg== | 2024-08-15 17:33 | Electric Load-Haul-Dump (LHD) Scoop Trams | 10 | LCE - Process | Available | Doina Balea | Industrial | Active
b8bfd3fd-651f-ef11-8174-005056900b78 | 1VRbPEh8jSwalXZUM/ode5zKu8C4tE2ReaMRe8vjEAHsT6aS+fDWjuHZcQCA83FdhYxR1euDZLn1PsSKDX1mlg== | 2024-05-31 15:54 | Electric Motor Drive | 10 | LCE - Motors and Drives | Available | Doina Balea | Industrial | Active
3ad87a4d-2b5b-ef11-817a-0050569043a6 | UoFs6nF4g1YIBLv7NlHSRc6//Ilwb837K4hjBrZBImUoojbi3ehszX/ia09jErR+r3T2XbTfOekY6Sgzxx8eAA== | 2024-08-15 17:25 | Electric Shovel | 20 | LCE - Process | Available | Doina Balea | Industrial | Active
37032a9a-2a5b-ef11-817a-0050569043a6 | fMFXya2qpdc4n5qTU08aHbapuNBVD0QHkPdjhg8GJRJlTN21cSZo8a0BU7wvomrKr1l2Ubgs3GJvpYhffnEH5A== | 2024-08-15 17:20 | Electric Stacker Reclaimer | 10 | LCE - Process | Available | Doina Balea | Industrial | Active
53d4babe-e91e-ef11-8174-005056900b78 | +mkrToz5w1i0YuCHZfzrI4CXvZ/RApkfWb0Ta3YBLBOX+Q8HepX9TWR1v0yVJEKDuGQsOPZaeEesF3Wwf4UqGw== | 2024-08-15 15:58 | Electric Vehicle Supply Equipment - Battery Charger, Plug-in Point | 10 | LCE - Transportation | Available | Doina Balea | Industrial | Active
10a2bf6a-dea8-ed11-8161-005056900b78 | JEkaFTKnQtZ+IeTnWsBw1W8E6b8B1oyP8w/mk35rlmLX0QCmH6vCfghcJD6IOQ0Xjzy2MuOCjXQkMRqhmcFS4g== | 2023-02-10 01:01 | Electric Vehicle Supply Equipment – DC Fast Charging | 10 | LCE - Transportation | Available | Doina Balea | Commercial | Active
6314ccad-dea8-ed11-8161-005056900b78 | DTtJA9YJyF7qdYzGBOu/3QKzFVglY9KXREjCcBj8tmM0Dq4HANowmdA0P7Nx3UetY0vPMePu2LFAYsb41AorHw== | 2023-02-10 01:03 | Electric Vehicle Supply Equipment – Level 2 | 10 | LCE - Transportation | Available | Doina Balea | Commercial | Active
eef04353-0812-ef11-8177-0050569043a6 | 7MCU3jOvP8gek2pGhfJB0crCr2SXeVwo+g4CHvBxaPi+SHhPKvdZVNQO0m1sIoU3fFWFFE2t8XybzMJ3+9LGJg== | 2024-05-14 15:41 | Electric Vehicle Supply Equipment - Shore Power (Marine), GPU (Aviation) | 20 | LCE - Transportation | Available | Doina Balea | Industrial | Active
420ff897-3af1-ee11-8176-0050569043a6 | 8/fkMP0SC+W5ThM7p72HxSu6YIRle6UmB7+qBX1bkIH+1g0RtL2eIrd6EbeSvIySV+i/QGTiMo0L0t4IJEiu/Q== | 2024-04-02 21:47 | Electric Water Heater | 15 | LCE - Domestic Hot Water | Available | Doina Balea | Industrial | Active
abce8d92-fb64-e811-9a34-005056907e1b | OV7dOxFuCozcvxdlROBW60ze70/+HFuvKlPuFzjAKLWgSfjkJ6b8d2DaitJcNKdsNSGSWDP0EPobwn4NjZz0mw== | 2022-03-23 00:58 | Electric Water Heater | 15 | LCE - Domestic Hot Water | Available | Doina Balea | Commercial | Active
ba66519c-03ee-ea11-8142-0050569043a6 | 99tdR8Hvq8iSeY8VAyvPIrmqzaQiAy5iRbSA4JcLt3hXUlQvbY8NN8edTS7OxMZGRYpWSar0Q97u9AyuxJaMkQ== | 2022-03-23 00:58 | Electrify Food Preparation Equipment | 12 | LCE - Food Preparation | Available | Doina Balea | Commercial | Active
36bcada6-2e5b-ef11-817a-0050569043a6 | 1O9CcZn2l1JuMt8P2ZWU83XIqS2/cszvzvMJYJRJv6iXHk3SAs+ZQIYIT1u3ewsNLPieiYikaIXYbhNiRCHJRQ== | 2024-08-15 17:49 | Electromagnetic Heater | 20 | LCE - Process | Available | Doina Balea | Industrial | Active
522b21b8-51eb-e111-8626-0050569e014e | yBsV8Nr3k+MoGgeonDZoBsESSM32O5rnEhkAyAK2M4hsFwUWlafkNuJAAirq8vQvxGmJoWQwRhH3n0m9qS2IwA== | 2022-03-23 00:58 | Electronically commutated fan motor system | 15 | Refrigeration | Available | Angee Watanabe | Commercial | Active
738ae456-99bf-e511-95b0-005056907e1b | 8i+bftejps+g6rS2s6Qlzwqp1A+p2n04o05RC7wZyzr9jZ+hQBZHr8G/I4ltSBqp4GDBr0qQ0Fk/55MQpDD6fQ== | 2022-03-23 00:58 | Electronically commutated motor pumps | 15 | Domestic Hot Water | Available | Doina Balea | Industrial | Active
6b6e4134-4feb-e111-8626-0050569e014e | ZIXBhj8vySIM3zje8IgHaEj/X7o387FCOaWs7pav0Nidlb1q+tvtYi4tdymT1YubN11b/37D5l4cKBQrdUU6Ag== | 2022-03-23 00:58 | Electronically commutated motor pumps | 15 | Domestic Hot Water | Available | Angee Watanabe | Commercial | Active
716e4134-4feb-e111-8626-0050569e014e | z7JxPsDQ47uw1XYL/U1QwE2p53TeQCHaN8cMcYuT/A+hyGy3hIez8ZR6WX4MnwCdDp6jGGvjEXAaPjrwpj4IyA== | 2022-03-23 00:58 | Energy efficient data storage | 4 | Green IT | Available | Angee Watanabe | Commercial | Active
8ec476dd-5b25-f011-8184-0050569043a6 | l6g91NJqod/qePsvVgiG1PY17sr8gnCWUCIMGnLLaNJd5d1ubDAdQl2eDQe64rGmiK4HEhA97pJaqZAx9Fuf6w== | 2025-04-30 00:49 | Energy Efficient Electronic Gaming Machines | 6 | Other | Available | Doina Balea | Commercial | Active
eb807abb-42bc-e411-8ac6-005056907e1b | FjdL5r0wRJkDHzQLj02WL4VId9RjmfH9fLs17UrldiAW1Nfoqys1tv1p6TVQGABC3g4p3+5PTNZVVPIxYhEdzA== | 2022-03-23 00:58 | Energy Efficient Elevator Systems | 15 | Other | Available | Doina Balea | Commercial | Active
315be827-e810-e311-9e5c-0050569e014e | ZGmdNUqCFSM95gFPEQQjl60vthgwK6fof5kNPdZ2gQfmM2UcXPqz/eSIEhlnAT9SresBRbZ1pKH7IO76tG0n0Q== | 2022-03-23 00:58 | Energy Efficient Laptops and/or Mini Computers | 4 | Green IT | Available | Doina Balea | Commercial | Active
60d6bd4b-51eb-e111-8626-0050569e014e | vyn78HsbxRUzIu7IL7lOqCzbCDn8WciVPM/oD6e16tHbDrF3MHFKtsv9yfZsFCUpcJIv4ZoLEMOPb4NkOW3iKg== | 2022-03-23 00:58 | Energy efficient livestock waterer | 10 | Other | Available | Angee Watanabe | Commercial | Active
0185a930-e810-e311-9e5c-0050569e014e | gILB53IM6tipcW0CeqtncUPOOaMv3nSpPLpSGMVy7d2ThIqNPYgtQzlqrqHz0jTmJHZP94n1NELcMxWf2zp05A== | 2022-03-23 00:58 | Energy Efficient Mobile Computers | 4 | Green IT | Available | Doina Balea | Commercial | Active
ed80c025-dea8-e511-95b0-005056907e1b | IDWGS2QzaoFc4zIWrhCvX18z91ix8n+Xzd9WOfYPFHSugQC/4ZDcXsagUDjZdG4AXkJy2aJl80DzfRI9t0k3CQ== | 2022-03-23 00:58 | Energy Efficient Rectifier | 16 | Other | Available | Doina Balea | Industrial | Active
e20cde87-cda3-e311-a9f9-005056907e1b | NzdfUxTpdawtZke93VYTl/1f7RsTE4CwdXuzkFpT2hM2X9U4OAI55mwCF7OpmAgadPoabG3cO90Xc6xrBcHHZA== | 2022-03-23 00:58 | Energy Efficient Rectifier | 16 | Other | Available | Doina Balea | Commercial | Active
4b4908f1-8113-e411-8956-005056907e1b | i8pVa9l1ZwQC3hpNCYQXB44uKq/Bsotn4YreG5rHyj4dIpTyku6+xiau9uO3DiBPyoRLs27Oj9gHrb50YnmcaA== | 2022-03-23 00:58 | Energy Efficient Transformer | 30 | Other | Available | Doina Balea | Industrial | Active
aa3fdc82-e492-e911-8132-005056900b78 | gzVlPeEhcURlqltUx1xrDd7SfGOK+EUynCgbQ/V9kPQ1JyoQQmtlB++sQp9/xX8UFDfTJMnUs/ilPM7CLNqzXw== | 2022-03-23 00:58 | Energy Efficient Welder | 13 | Other | Available | Doina Balea | Industrial | Active
535db033-52eb-e111-8626-0050569e014e | 91ZgS+w3oXkGxYw5Iz76Tk2DLa1oHg74FvYpW8OpslXZpNVYmf99ab5cLz+ppP/7Jx1fS7j51ThWCyXMw+vpPw== | 2022-03-23 00:58 | Energy Star Freezers | 12 | Refrigeration | Available | Angee Watanabe | Commercial | Active
75268371-8c14-ef11-8173-005056900b78 | GyZRG6DJo5q3BjQaX34y5XMz8BeA9z8dcexOPRIdMJMbslvxohrOaVKsqIGMiilYPKBXhZTr8/RtDWsY0PSVWw== | 2024-05-17 20:32 | Exhaust Air Heat Recovery Heat Pump | 15 | LCE - HVAC | Available | Doina Balea | Industrial | Active
cd8ac394-fa64-e811-9a34-005056907e1b | 7N7sXjhC1E+NNl4x9NmxttNs31z7Sd4BOKO0DUGxGXcLuqbjJNAqF5mxHz6hHLg5Iui+gXwqHjb8cfohu3QoMA== | 2022-03-23 00:58 | Exhaust Air Heat Recovery Heat Pump | 15 | LCE - HVAC | Available | Doina Balea | Commercial | Active
d6aad8a7-50eb-e111-8626-0050569e014e | TPN02A7AM41DQ4wPUVd6JIeBJyA4YsyBSmg+MS/emBsq6oj4ATxn43rPuuxxtaLvpNdrPRysGexx75GI1+5Odw== | 2022-03-23 00:58 | Exhaust hood demand ventilation controls | 8 | Food Preparation | Available | Doina Balea | Commercial | Active
476e4134-4feb-e111-8626-0050569e014e | OR5vHH26C1zv6+R/UXkg7rreecjIZWLIVk/o+hUwvFCGuMd0c09jBP7x3SZoaAoy01HUIoesyhAqWD7f57Q8fA== | 2022-03-23 00:58 | Exterior LED Signage | 12 | Custom Lighting | Available | Angee Watanabe | Commercial | Active
9a52e9c1-57eb-e111-8626-0050569e014e | XMVpHV2HodYH6Z/ZdD/OgTDe4bzHpvbBrKn252OnxvTBv5CkhWAC2tphgcsc9uSF+k29FHYSzdW791XqBl5/Xw== | 2022-03-23 00:58 | Exterior LED Signage | 12 | Lighting | Available | Angee Watanabe | Industrial | Active
9d1df425-ab9a-e511-95b0-005056907e1b | qvNpT8owhmLcBWbrHqrTNXnwlr4EIJyVlmIrxaUa3uU+hGzFhU3VnNnidZvVTPYXuNt2xnp6Evsgii5hnnKsLw== | 2022-03-23 00:58 | Exterior Lighting Control | 8 | Lighting | Available | Doina Balea | Industrial | Active
29a0b6bf-4613-e211-9655-0050569e014e | 1whYrqINKhsQDVelgf+rCHicZrGL3i5q26OQPosB7/t09byr6/z0izXMAhY/V6nwk3d2DJfQODJTeuJ1r2CI/w== | 2022-03-23 00:58 | Exterior Lighting Control | 8 | Custom Lighting | Available | Angee Watanabe | Commercial | Active
1f3f205c-ab9a-e511-95b0-005056907e1b | FyvJGuZ2Xln3O8IiIJx5HVNeWqCPyyi4vWlrtQ+I21xeusj+qTd/a0emW6zHl0eoIfUvY+wT5Qltbw/QH8/XQA== | 2022-03-23 01:07 | Exterior LPD Reduction | 16 | Lighting | Available | Doina Balea | Industrial | Active
27a0b6bf-4613-e211-9655-0050569e014e | 25F4hnQiVXnDb2NQ6X+ggWncCxBzCSsE68GhnP4SVL0e7IvOJyvVCvmz/u0zplk3ycL68cQo54ovhJryiCL+mw== | 2022-03-23 00:58 | Exterior LPD Reduction | 16 | Custom Lighting | Available | Angee Watanabe | Commercial | Active
136e4134-4feb-e111-8626-0050569e014e | rXB4r6ZJ73Iu8L+E7VqipCdrIVDWnT7/kCVYWc2l8NZN+Y1uu7RBjrXAt5BMReQrlptWu8CetDt/mb3yaajBOg== | 2022-03-23 00:58 | Fan and pump upgrade | 15 | Advanced Energy Office | Available | Angee Watanabe | Commercial | Inactive
936e4134-4feb-e111-8626-0050569e014e | snQ89WUG+DVzkM8yhirWUTbcu5w9Hhe5PnqgAmU/xF0Uon/PB/RziZjES1aug40tRF0iSGlteTvw6T0fE3cwSg== | 2022-03-23 01:07 | Fan and pump upgrade | 15 | HVAC | Available | Angee Watanabe | Commercial | Active
eec3e59c-51eb-e111-8626-0050569e014e | cdhoQgL1xrCHMrojCiv9iN/dFn5EB49Ntd88GzQ3++WdHyVfLWrABmjmhNM7P8+N3ZCH0KMg2fJEf77AYgYK8Q== | 2022-03-23 01:07 | Floating head pressure control | 15 | Refrigeration | Available | Angee Watanabe | Commercial | Active
e755f652-57eb-e111-8626-0050569e014e | p3l+sG1HkIxcaLK2RYkMQpz1ecziaZzgYNmbPBTJ6gazB3Y7SPjVY87IBLQCZ/pDboDCNNbJChsj2++PyVwJKA== | 2022-03-23 01:07 | Floating head pressure control | 15 | Refrigeration | Available | Angee Watanabe | Industrial | Active
481f9093-ce59-ef11-8176-005056900b78 | iuJ1GUsR17OfVUdzcKt7yPgfcnFFTCRM7NvsQ5nKCBTGm7nQVelwr3Yabr5sXXMDWqsDtkakmYNloFnkPnWU6A== | 2024-08-13 23:49 | Flywheel Energy Storage | 20 | Energy Storage | Available | Doina Balea | Industrial | Active
c70adc33-9abf-e511-95b0-005056907e1b | EBHrE9pY4S1GjtZtuXKa5wrmoTbmP/tOYwFo/VwvQFu6uXKqgko/DW3sKh005zAUB4vnEN78SuxmNtzU9PGOWA== | 2022-03-23 01:07 | Free cooling retrofit / airside economizer / water side economizer | 10 | HVAC | Available | Doina Balea | Industrial | Active
176e4134-4feb-e111-8626-0050569e014e | XO6uVSLK22xcpXImGO91Y2BMra4SPRT/6+fShIqcNt3y8g1iAj7yfvTunMex/FmadI8vIIgXI6BV64SsTacV/A== | 2022-03-23 00:58 | Free cooling retrofit / airside economizer / water side economizer | 10 | Advanced Energy Office | Available | Angee Watanabe | Commercial | Inactive
956e4134-4feb-e111-8626-0050569e014e | A82JQkcOceqWrXpDAkgnooNo5DX4oZ5QoYEC89Q7GzStr1o3PERzFnLNoNoG2EldM13ca98TbrrQ1hrynGYcDA== | 2022-03-23 01:07 | Free cooling retrofit / airside economizer / water side economizer | 10 | HVAC | Available | Angee Watanabe | Commercial | Active
7beee331-c65a-e211-a855-0050569e014e | d9H698vlfnFm/xlnq34PpGsgm5N00BfJHaPAu8nT2PDqKY8sqg38rm6fKw1FPuIQBoRtyJ6DowOpzqbv9zDDbA== | 2022-03-23 00:58 | Fuel Cell | 20 | Load Displacement - Waste Hydrogen Gas | Available | Doina Balea | Industrial | Active
7deee331-c65a-e211-a855-0050569e014e | YQQ2eur1cfaRZ7PfxZc0ZOlt7862U1mrr7dp/sAAO+vWR/3JW7mNy3Il1zVhqz8WcoowOOGAukE1ihUxYhZXeg== | 2022-03-23 00:58 | Fuel Cell | 20 | Load Displacement - Natural Gas | Available | Doina Balea | Industrial | Active
a841cb42-c65a-e211-a855-0050569e014e | by6P5Qxm20aRP2ajK8DiJX1pHWZF7E8cmWDSnfh711hRU4i1mGtJr1ezg6atzKH+0Nd9CCDDZghzxmE1AKg1qw== | 2022-03-23 00:58 | Fuel Cell | 20 | Load Displacement - Renewable Natural Gas | Available | Doina Balea | Industrial | Active
bc08644c-205b-ef11-817a-0050569043a6 | C4uEMm74L9JzaOR/BTdNvjUa8rR1TA2PwVsK6eXrd6j/+6aT2MbTVY8X0LghYjKD1WXUCvk+n8pK+JfG5H7EWw== | 2024-08-15 16:06 | Full Electric or Hybrid Vehicle (Marine) | 10 | LCE - Transportation | Available | Doina Balea | Industrial | Active
33232fb5-205b-ef11-817a-0050569043a6 | nXbF81YAC4dkbdAx5btFZ6Q8E7eXYrdK83xn2zY7Kp4Du6XfYRSEDNqKF6JrLdFhlR2RMFmAK8oFZDQYhBZVKg== | 2024-08-15 16:09 | Full Electric or Hybrid Vehicle (Railway) | 10 | LCE - Transportation | Available | Doina Balea | Industrial | Active
7fffb8e0-0c2f-e411-b477-005056907e1b | CczKbfPfB3OwNrdO1VbehIiJPJo9pIQc1YjtikcpUTn3REv+6rG3DhS4dNmmAZN258hTiiCVDku7G9frOBLBLA== | 2022-03-23 00:58 | Furnace - High Efficiency | 20 | HVAC | Available | Doina Balea | Commercial | Active
f619d9ec-0c2f-e411-b477-005056907e1b | LY3mpW9sSrueB8KJSJQqki85uGvkMqPvuNp6Xff1+nGaRpaUl9OQXV2p9N8UQBA9w22BudmNyncvntRkIUNpWg== | 2022-03-23 00:58 | Furnace - High Efficiency | 20 | Advanced Energy Office | Available | Doina Balea | Commercial | Inactive
e657376b-55eb-e111-8626-0050569e014e | +sP6xXtv+6v4wVFGcwkeFWZfXpbTbDM4uuf7bGVxWJK+Mjx866uaXTXoyVTOzjHxYXO0R1edQLJi4gx8lowCCw== | 2022-03-23 00:58 | Gap reduction between cathode and anode | 10 | Process | Available | Angee Watanabe | Industrial | Active
1f3af6f9-8eeb-e511-8838-005056907e1b | X/tEeo/MKdPDjxW4exAarsdtswU12DlB6jx3iHVQPTvxzAzxBglkXh2N0LXBNPeazWrW46UNXX2ZJOCYhShjMw== | 2022-03-23 00:58 | Generator Coolant Heat Pump | 15 | Other | Available | Doina Balea | Industrial | Active
42139908-8feb-e511-8838-005056907e1b | 63Kw1U9VTWWIbHt384B4LLLEYvkgvJCfskP0z7YgBAJjfP6QnjnlW5FhErRQu/Zsd969imV2ZPKsjagm4h558w== | 2022-03-23 00:58 | Generator Coolant Heat Pump | 15 | Other | Available | Doina Balea | Commercial | Active
14171dd2-51eb-e111-8626-0050569e014e | Ua0Pj2LDWMjEukRAWKKteeHgpzXWrGo7Pl3CqiQltf7ckAEtMSOkHh+x6VdWCEqznXfFRICOXqp4HJApGD9NaQ== | 2022-03-23 01:07 | Glass/acrylic case doors; zero heat reach in glass door | 10 | Refrigeration | Available | Angee Watanabe | Commercial | Active
a8c3988e-347d-e311-8d49-005056907e1b | r2YaFigDzhhweUlw+R8ibCco2vbJbFZK0BXQTPrUsB1aCoZCw+HqtPxLxwTSLpHUfRPtpI39bsYVg6Ux/ViYyQ== | 2022-03-23 00:58 | Green Motors Rewinds | 8 | Green Motors Initiatives | Available | Doina Balea | Industrial | Active
e857376b-55eb-e111-8626-0050569e014e | tmFMCYfvYbiAxBVFtZ9v1GelsNoRE0CTXUMLno5b4zzwI0vAoJYfoReWSzDjdH1KtgpNqfwBdOJwvepzX7TZjw== | 2022-03-23 00:58 | Grinding optimization | 5 | Process | Available | Angee Watanabe | Industrial | Active
7979e1b1-6bd8-ec11-8158-0050569043a6 | nSSCq7bxAIUub6pzMthsPS8nvws3uWYpfnDILVHHa1KDxle2WB12RkGpy0yj6x4URFIFA2nc5B1CSljB75PEvA== | 2022-05-20 18:36 | Ground Source Heat Pump | 15 | LCE - HVAC | Available | Doina Balea | Industrial | Active
5e9371e8-3af1-ee11-8176-0050569043a6 | VO/Y6hExTmgdKPXjmgOHx5vDQQ5e6azbD1SOUC6eqQ3maeVepu6xZx5bNDKgdjSlAMp+YRMVIT+TFwbdjnZ8CQ== | 2024-04-02 21:50 | Ground Source Heat Pump | 15 | LCE - Domestic Hot Water | Available | Doina Balea | Industrial | Active
ae36823b-fa64-e811-9a34-005056907e1b | 5GNrjhFXwkJVl5BV/IUC9bMe+6BfOzUFUuenXpxYlfkYrZO0eqzjVb5+UvvVCO81M1a/iOXufSRCWpN1jQTNBw== | 2022-03-23 00:58 | Ground Source Heat Pump | 15 | LCE - HVAC | Available | Doina Balea | Commercial | Active
5a1d3d38-fb64-e811-9a34-005056907e1b | XE5pkzBiN9g4E09tqmAQVQsAqZxf4ltKW3CCeFnRPni2lu4NHSvIlIr7DbDbGFAwiuX2Uwa7ijrMPLftP8GYzg== | 2022-03-23 00:58 | Ground Source Heat Pump | 15 | LCE - Domestic Hot Water | Available | Doina Balea | Commercial | Active
b3d02150-340e-e611-971c-005056907e1b | hyX8+ouMehHKwK3JPH1EERjKndD2dHyOVHVJlWm9UiXXIXwBpFoI2uE+MyoihZDUW/lI1Dv0EmWU3MhOKmNCVA== | 2022-03-23 00:58 | Hammermill Efficiency Improvement | 10 | Process | Available | Doina Balea | Industrial | Active
44a827d6-56eb-e111-8626-0050569e014e | u1lieAIUYdyjAErgTMSyVNTZ5wNX2psETctl6r2egoa2fSUZts6Cye1z40daNDIUKG2g17UO2kzAhLtmfJuY1A== | 2022-03-23 00:58 | Hardwired voltage optimization | 16 | Other | Available | Angee Watanabe | Industrial | Active
c1ab4a3a-b358-ea11-813b-005056900b78 | KcBRrdrckpn1wc4t14WzGfkbXvWwIynE8hUsaC0p9dEddqy9e3K9zqUPs3Md7wFdLRPWxxzAz8kZiyAWsGLMvw== | 2022-03-23 00:58 | Heat Pump Hot Water Heater | 10 | Domestic Hot Water | Available | Doina Balea | Residential | Active
b465b300-6cd8-ec11-8158-0050569043a6 | 7IdRQ1rDZJuWShm9cMNAZK7fpt1qIUs8gWDFwyW5QqyfxPyldZsL1Xk3TM9niMeIAh0Wpkv7LekuMh1nC9FADQ== | 2022-05-20 18:38 | Heat Recovery Chiller | 22 | LCE - HVAC | Available | Doina Balea | Industrial | Active
1ec40322-3bf1-ee11-8176-0050569043a6 | k9JoArHcOVp+QswONAXsJS2GBuBI9L3G1CsRHbqmdVn7aaoDL7toiqrB4WmZqvIembKayjZ7tnG5kfJYa0OAXQ== | 2024-04-02 21:51 | Heat Recovery Chiller | 22 | LCE - Domestic Hot Water | Available | Doina Balea | Industrial | Active
c93242aa-f964-e811-9a34-005056907e1b | dyOQMQiMtc2g8oCq4jc6twQVPoPfs49po9td3OAGh9sS/qaScBNN5DEOdpY6yYg8rcW4ZnvFDhyCTi4xZlNozg== | 2022-03-23 00:58 | Heat Recovery Chiller | 22 | LCE - HVAC | Available | Doina Balea | Commercial | Active
90942fc7-f964-e811-9a34-005056907e1b | CYuyH1ubQeinzGZ7AMbxkvNsGo49sBXPGBw7Wo3xKfoscyYpbJL+lXpcoNTNVvyWhTSlrlLshX/N3ndHtd/Rqw== | 2022-03-23 00:58 | Heat Recovery Chiller | 22 | LCE - Domestic Hot Water | Available | Doina Balea | Commercial | Active
aca769eb-98bf-e511-95b0-005056907e1b | n9XLiuDxckuqu5aJfAuquAlapf3MknYI9mqybIpi8Re7C08xqxFUaVqEj2IyOuPJpH7X4+jfc8NAojrXrc9okQ== | 2022-03-23 01:07 | Heat recovery for domestic hot water pre-heat | 15 | Domestic Hot Water | Available | Doina Balea | Industrial | Active
e57bb266-0d2f-e411-b477-005056907e1b | lnWpyNM5o8V3jf0GUajHFuZkU5Z/QLaXe9pO60Cb/3bgIbhe6sJsM5Q6sUdScAnFgYdBkuKLsNp3gPTp65qZQA== | 2022-03-23 01:07 | Heat recovery for domestic hot water pre-heat | 15 | Domestic Hot Water | Available | Doina Balea | Commercial | Active
ea57376b-55eb-e111-8626-0050569e014e | SYFvUXK+9li8cMUzv3/0A7b5zJxYdo5EXaGQD2JckwWqNSRtXEaBTASUB1d5PxddzkPrmUwCNcNB+xSAkkU2dg== | 2022-03-23 00:58 | Heat recovery for kiln, oven, or furnace | 15 | Process | Available | Angee Watanabe | Industrial | Active
02bb2439-2f5b-ef11-817a-0050569043a6 | qMcF6nO0fOH3j8n189A+IfwabiofAtbgm0kRM3qtaerTj1ZBMFc3XrTqKkswEdNjJWRaBcwLzBIrkkH1m1VvPg== | 2024-08-15 17:53 | Heat Recovery System | 10 | LCE - Process | Available | Doina Balea | Industrial | Active
a1d9f0b5-99bf-e511-95b0-005056907e1b | FpJpk88qQOR2SwqMMFyVkUb1ztyNUx1sC2oYjd/VvAGoztK8ki6CxlRU34Wrl9Fx99GzngZIKKtoeDkZ7t9tqw== | 2022-03-23 01:07 | Heat recovery upgrade/ retrofit | 15 | HVAC | Available | Doina Balea | Industrial | Active
16841926-0d2f-e411-b477-005056907e1b | kEW4PZjMUylviDznUtdBQbQEVLXhkDKXtVkvs6toQWV1TjZcEYgAdR+f7UOF1qBAr5DWwbQyWpqAMtol/xKYXA== | 2022-03-23 01:07 | Heat recovery upgrade/ retrofit | 15 | HVAC | Available | Doina Balea | Commercial | Active
3dabae2e-0d2f-e411-b477-005056907e1b | v0hj+Q7DoyjtS9VYJi3EGbl3r49LZH+iBIoMt2BveT0F4HsPsHKrby3bY6Iw/F0Crt5BGGbUeXHdInlW4eHEWw== | 2022-03-23 00:58 | Heat recovery upgrade/ retrofit | 15 | Advanced Energy Office | Available | Doina Balea | Commercial | Inactive
055193e0-7e1f-ef11-8174-005056900b78 | zdqIKSf0ttn1bH+daMIVFerwL9QfD7n9DF7yWZd+S/QPmOK4HYaIW7o5fdSCbEhMaateIq4VVCI5X42odTeC5g== | 2024-05-31 18:52 | Heating Equipment Upgrade Including Heat Pumps and Packaged HVAC | 15 | LCE - HVAC | Available | Doina Balea | Commercial | Active
3aa5ac47-9abf-e511-95b0-005056907e1b | PIRcTMtpagO9fbiewyCWL6Zw7x3lsUPoy4fSD2Lmhy25IB3FwgCDYC9h7f69nFFFC1pE+6wFcKHQrqWN1EHnFw== | 2022-03-23 01:07 | Heating equipment upgrade including heat pumps and packaged HVAC | 15 | HVAC | Available | Doina Balea | Industrial | Active
1d6e4134-4feb-e111-8626-0050569e014e | j1c9OSBpFnO4dCJZ/yXozdxkbair5EmRqIiqPvvV1huMnDa17YpD2LRDKqp/ZZvlHgFMnZOXA5rtGNxkNmoNxg== | 2022-03-23 00:58 | Heating equipment upgrade including heat pumps and packaged HVAC | 15 | Advanced Energy Office | Available | Angee Watanabe | Commercial | Inactive
9b6e4134-4feb-e111-8626-0050569e014e | F2y7GJ5mPPweSPuo08awSsWxrz8B63R8kgwjbUuO6GFUD8ZeDIy5cVgtXKawHAz/uA/jPhNhcMbAGhLJAkkIoQ== | 2022-03-23 01:07 | Heating equipment upgrade including heat pumps and packaged HVAC | 15 | HVAC | Available | Angee Watanabe | Commercial | Active
42f60756-9abf-e511-95b0-005056907e1b | LW5ezyIjnseXl77JGNetFvftTj+sLrsjqPecfMaVn671Vzh+uyRwprNNACG+ZjN3Ia3a6HFTYdeeQVHjYuve1A== | 2022-03-23 01:07 | Heating or cooling control upgrade | 15 | HVAC | Available | Doina Balea | Industrial | Active
1f6e4134-4feb-e111-8626-0050569e014e | MFvU1AVQcx9QyuWuBsNOp7IbWfG7gyq351N4hN+mbSLocC8VJOfhEW81evrO5eI2GOXW/ud0BrNphicX6CWygQ== | 2022-03-23 00:58 | Heating or cooling control upgrade | 15 | Advanced Energy Office | Available | Angee Watanabe | Commercial | Inactive
9d6e4134-4feb-e111-8626-0050569e014e | vul4OK1YJNpFZHWE8M53vvoQSP16FV9zREqbHXMH0lfnFFOJjS8CInYdVMDf98PQZgp2unEQpi05MxK56fa0jg== | 2022-03-23 01:07 | Heating or cooling control upgrade | 15 | HVAC | Available | Angee Watanabe | Commercial | Active
bf6e4134-4feb-e111-8626-0050569e014e | NPZ24KgbsdlH+ex1D3DehwfVv+6q6LPR76VH+U+ZT7db6DZzBY5kyASRKNYd8bLffmmoNbKjInzjZ5z5RYf3tQ== | 2022-03-23 00:58 | Heating/cooling systems: recommissioning with sustainment initiative | 5 | Retrocommissioning | Available | Angee Watanabe | Commercial | Active
0bb49868-871f-ef11-8174-005056900b78 | VoCWhk+JnUKjlxNrLFpw25CkaveNsRZUkiISNqOcoXCxatTNYkrmerQ7s3Bn7aHNpUy9pW0iIgDB4+SDVXix5Q== | 2024-05-31 19:53 | High Efficiency Aerator | 13 | Process | Available | Doina Balea | Industrial | Active
d1e82889-99bf-e511-95b0-005056907e1b | oDbjFZ7ZLX4Gu5b7XQU7fj36V7vtPO4Nc1+hXGSspvqrv1V2CDVALbdUd5OoGE3c8djH70sjue8TjYzewRFzvQ== | 2022-03-23 00:58 | High Efficiency Boiler | 20 | HVAC | Available | Doina Balea | Industrial | Active
aae52d5e-0c2f-e411-b477-005056907e1b | 5JH9SLYbisSruxiMTVql48jsloUsBA0mgyf0IvoP/aM0zp6AgFPrPp0wCZMJ8ujnXpKlOqSe35j4J6FQtnNrHw== | 2022-03-23 00:58 | High Efficiency Boiler | 20 | Advanced Energy Office | Available | Doina Balea | Commercial | Inactive
6146446c-0c2f-e411-b477-005056907e1b | 6Sy6lVsKSNIFARlyeoja6Jv4A+FQyOFB3jmoDt9aavNGoAkkrOWllGHHReX2VKFm1ZuSHHwPPsgO2fgOuuqr4A== | 2022-03-23 00:58 | High Efficiency Boiler | 20 | HVAC | Available | Doina Balea | Commercial | Active
90a064a8-99bf-e511-95b0-005056907e1b | uxiqmc+/7t1oTBCAOH6ONgQyhb8E1B+q6FlBrl4+rGFGiXfJvOaPCA7WbxsrkVgW26FFUxpgd547G37aeXt/sw== | 2022-03-23 01:07 | High efficiency chiller, chiller/ cooler upgrade | 22 | HVAC | Available | Doina Balea | Industrial | Active
e5008e84-0c2f-e411-b477-005056907e1b | +q9WLZL1VQVoy35dQjHhuU3EY5Kl7poO2A0QCr1s7AdPVGi85kRMy9kfqGGJxKk2anZMczVN5Gav6OTFuNmRhA== | 2022-03-23 01:07 | High efficiency chiller, chiller/cooler upgrade | 22 | HVAC | Available | Doina Balea | Commercial | Active
569d588e-0c2f-e411-b477-005056907e1b | +Ux34+eVdktQpzDZJVOsV98rJeLWOzhKIOIBuXlrGp3IEa/G5cNapzjhem2Sq3NpGABSDArKrdjmz8bpoFuM0A== | 2022-03-23 00:58 | High efficiency chiller, chiller/cooler upgrade | 22 | Advanced Energy Office | Available | Doina Balea | Commercial | Inactive
b457376b-55eb-e111-8626-0050569e014e | YoMecO/xDJ3j38h0yjHCvSQEE3QiYh0ZPANDCB69Mtu00ybEB2cMvguJ+OvStq/cDV/SKmQnt1OIlY+hFnYJsw== | 2022-03-23 00:58 | High efficiency fans | 10 | Fans and Blowers | Available | Angee Watanabe | Industrial | Active
ec57376b-55eb-e111-8626-0050569e014e | Mww8gzYp+PMCGt8gzR+cCfFLeNnxUImSCJFCvjXW7Q7vmXsmERg3X8nMSuJFRyrHsfcWuOuvOtzZWbH5m7NW6w== | 2022-03-23 00:58 | High Efficiency Flotation Cells | 30 | Process | Available | Angee Watanabe | Industrial | Active
13a0b6bf-4613-e211-9655-0050569e014e | Z1aENO3CeiOqkibYfkzrJ0j8lGfgim6e0p7twxWiVk/JZOEzpFzpVHAU4SV+TvmsUao4OCZFNOdVFjKHZyFibA== | 2022-03-23 00:58 | High Efficiency Glazing | 25 | Building Envelope | Available | Angee Watanabe | Commercial | Active
e1e3ed89-57eb-e111-8626-0050569e014e | pXNDqrE/G/pGfjhOz7yW9synd8Oea+47ktIkz1Ta1iwUYg71tuMcwIKQp+YDz8tsS/fOhRQMgMoPmZcmI3Xo7Q== | 2022-03-23 00:58 | High efficiency pumps | 13 | Pumps | Available | Angee Watanabe | Industrial | Active
b6f87eb8-e492-e911-8132-005056900b78 | UaoPQKktHJKI3KM4+Zw3jrfI6g49LZVhqW8dHh7Hg4Ay45zDcID9FCzRbifyeF5iZIZG74Zen2I/LVH+61K/tA== | 2022-03-23 01:07 | High Speed Doors | 8 | Refrigeration | Available | Doina Balea | Industrial | Active
f8023826-4117-ef11-8173-005056900b78 | HdNwCBJ5YH26+asOClo2MU+dLVZhhAZj0vH8p/dCbC4VciIN7pXWoU7M2riMXT6U5JY39qtlXz5rFE5vwxsvbA== | 2024-05-21 07:10 | High Speed Doors | 8 | Refrigeration | Available | Doina Balea | Commercial | Active
54bea429-8d14-ef11-8173-005056900b78 | MhHyMt0XTg5fhTMN00YTbizRL5s3iV+z459l0T+GEbkufrOkG2s6gtLpj3eyRFGQ+Y40w2/c1qBKZ6pzbIWrmQ== | 2024-05-17 20:37 | High-efficiency (>75%) HRV | 15 | LCE - HVAC | Available | Doina Balea | Industrial | Active
07dddff9-fa64-e811-9a34-005056907e1b | yWlMviiEE2MgN7X8Us4uAUjXHSDurNFHgQ2+2bWuoh3NlJHPxagjU+8uGnaAtfCvKZUjl9e2A6RpZ5mbqafbuw== | 2022-03-23 00:58 | High-efficiency (>75%) HRV | 15 | LCE - HVAC | Available | Doina Balea | Commercial | Active
37d82062-9abf-e511-95b0-005056907e1b | RhoMW0GEriF4vii5G84Tw8wdTThB63QAjLGBspwYxB3KoOjiBV/hxxUru2Fl43po9T/kB8OL/dYf1jJYigbz/Q== | 2022-03-23 00:58 | HVAC time clock control | 11 | HVAC | Available | Doina Balea | Industrial | Active
236e4134-4feb-e111-8626-0050569e014e | q+LgC3ksmS0Ux5TSrWoOOwyZAuo0WBW2Sr+b+hEazztXd8TQoIobeXSouXGua1d74c02GYFADVo2xvI21qLRtA== | 2022-03-23 00:58 | HVAC time clock control | 11 | Advanced Energy Office | Available | Angee Watanabe | Commercial | Inactive
a16e4134-4feb-e111-8626-0050569e014e | kqc4t54WDNDmA3GxgZ+zy3yi2UFuC6kombiUoDiaL1tFF6UX6IgmZpV3eVB6j4QteGK5wBuxpGVYF7vGyY4ZxA== | 2022-03-23 00:58 | HVAC time clock control | 11 | HVAC | Available | Angee Watanabe | Commercial | Active
7a0fc9d1-2d5b-ef11-817a-0050569043a6 | nFb1eY8qqPc3pXwoHPta+yuXubqgMW+9Qvy6EsHdL2X7M91DzYQyi2Hp8zTBxPaLtJHSHcmm7r0s0l0TsKcWfg== | 2024-08-15 17:43 | Hybrid Diesel-Electric Haul Trucks - Trolley Assist System | 10 | LCE - Process | Available | Doina Balea | Industrial | Active
0e6eb964-2f5b-ef11-817a-0050569043a6 | 9fhy/6VoCjrWoejhJwnDfq1B6e/POCh4NrvVUYUDj+ItJBnUk1yYAt5dx6IqtiC9JtIitbH1HzRjeTZ0WQ18VQ== | 2024-08-15 17:54 | Hydrogen by Electrolysis | 10 | LCE - Process | Available | Doina Balea | Industrial | Active
39b7bfed-205b-ef11-817a-0050569043a6 | RFzMJuna/jx4Lv5H4Mm4DAB7EqxTk36wIzTB58H+Y24wQaXBXKHcEp9ZOnL5CRf9mCJD/0HNTrO158Zvt31E6A== | 2024-08-15 16:11 | Hydrogen by Electrolysis (for Fuel Cell EV) | 10 | LCE - Transportation | Available | Doina Balea | Industrial | Active
56b88226-52eb-e111-8626-0050569e014e | ThQ1v+F3B6oB5c0Ef59Hrgj+IjziYtXNgVErHNYwJwSu7EJM7bL/w3un4f8i1liCyWOmJERqaTEyK7B+y9E6Wg== | 2022-03-23 00:58 | Ice machine | 10 | Refrigeration | Available | Angee Watanabe | Commercial | Active
da391e64-b900-e511-8e08-005056907e1b | Esw7EZoslUuIOSYWBl+VwPDDStrkUIDwDyAsD3WCmQui7wwAWotd/v0BtNu0i86/3A/wNHHRTte+vkHa3Ou79w== | 2022-03-23 00:58 | Impeller trim | 5 | Pumps | Available | Doina Balea | Commercial | Active
9cfdc593-57eb-e111-8626-0050569e014e | wFm9f8O8bxomLBgGbm1utyblsARWg5xxW0k16CTLnNUMnEhNrQnRG2uy/8bHA6bTm0eQn/hnBiN38I4TMxU5Hg== | 2022-03-23 00:58 | Impeller trim | 5 | Pumps | Available | Angee Watanabe | Industrial | Active
049f5991-c35a-e211-a855-0050569e014e | c9Y9DOwrOzaY2hs1dWVsMGbqtuuCLqXAvGe7ShTlmFLW6m4XXYVWgOAZh+PTT5vZ14kzzvZKvjbwn7Dw6GlAKQ== | 2022-03-23 00:58 | Impeller trim | 5 | Fans and Blowers | Available | Doina Balea | Industrial | Active
5502a4eb-56eb-e111-8626-0050569e014e | PvQKBKfYNLM6Jc6082T2gxF7SoWcKSA+l1aLi82dBcJ5MmSgVwv6kVHb8cSqEUohp4xdqx962zX3wjjfyw8LQg== | 2022-03-23 00:58 | Improved Control - Conveyance | 10 | Other | Available | Angee Watanabe | Industrial | Active
55bce3ab-0112-ef11-8177-0050569043a6 | myE4WBweuZuiwwzVk5kuweV3qSfMCWRq9j9onwPIHTT++tFR2wL7OZMKPv7LBacSz/J/3URLGQpw67JdJzMYRw== | 2024-05-27 16:42 | Improved Controls, Including Flow Sequencer | 5 | Compressed Air | Available | Doina Balea | Industrial | Active
ee57376b-55eb-e111-8626-0050569e014e | n6mefr9knMe4+SjSAH2OazGz3/rYtZZQY1haDgGGrMlrM1MmuIibkU68ntC1jO1yDi8h3W2YzvHUo7Jffq51EA== | 2022-03-23 00:58 | Improved process control | 5 | Process | Available | Angee Watanabe | Industrial | Active
ed99fbcc-611f-ef11-8174-005056900b78 | tWsyNXTv6OJ5C3RG6HrptwSDLXkeNUDeM6xL/FdEnziHr2g7OT7ZXM0dfvxDrHjLPXBCkn6zaz1HQkSnSm0s0Q== | 2024-08-14 16:56 | Induction Motor > 500 hp, Efficiency Increase Relative to Valid Baseline | 15 | Motors and Drives | Available | Doina Balea | Industrial | Active
98dfe571-621f-ef11-8174-005056900b78 | yK3IK0KKO41KeBvUa7FCSZjYP4e1fA66khNvVqI05vHNLv9VE1d/zVrMd7WybgUJrIUxPEwv1kMaByFikInKPg== | 2024-08-14 16:56 | Induction Motor ≤ 50 hp, Efficiency Increase Beyond Premium | 15 | Motors and Drives | Available | Doina Balea | Industrial | Active
7026d1e9-68e0-e311-ba6a-005056907e1b | +Mgfr3UnKu4trWL5t1G5F4o0qdVexIK94BT7+6hsc3HKTCLkFvx+AjTTjB1scjWINJFWJI4gEEvdRGmeSCgTIQ== | 2022-03-23 00:58 | Induction motor ≤ 50 hp, Efficiency increase beyond Premium | 15 | HVAC | Available | Doina Balea | Commercial | Active
1de1602e-69e0-e311-ba6a-005056907e1b | XhnRu+S5RQI0EbGTv/pIGl9D75oYorkJz3DlOdaMjPvLkFufGeA2yDyF6Aex4XXvEZLBL7HdGt95U3zbNIMQNg== | 2022-03-23 00:58 | Induction motor ≤ 50 hp, Efficiency increase beyond Premium | 15 | Advanced Energy Office | Available | Doina Balea | Commercial | Inactive
0f697641-69e0-e311-ba6a-005056907e1b | 65es8fAr+WimlBQDGTFCvm6yQjs7Azpu0ZqcpmqunSB37t1JHZ3ZeF756lbB45VFpgAQKNMIvFvaCPOmrwZt9Q== | 2022-03-23 00:58 | Induction motor ≤ 50 hp, Efficiency increase beyond Premium | 15 | Refrigeration | Available | Doina Balea | Commercial | Active
71e8bfdd-69e0-e311-ba6a-005056907e1b | ajpuqyZcCVAhNpewOSV/Nnt52oi1KizKttX3bKjf7qk8aquAFXJyjeGtjJJqvAFq0cGB2mXJKXU05XRANZC0tg== | 2022-03-23 00:58 | Induction motor up to 500 hp in New Construction, Efficiency increase beyond Premium | 15 | HVAC | Available | Doina Balea | Commercial | Active
edf0bfe8-69e0-e311-ba6a-005056907e1b | copgs5uOkVMVOAhs6ksNFgQ3l9IzYWzngDRrxgjL+DwBn2IaWoIt7pcglSFWox01JWacN2XkAru9awTz6YE0Pw== | 2022-03-23 00:58 | Induction motor up to 500 hp in New Construction, Efficiency increase beyond Premium | 15 | Advanced Energy Office | Available | Doina Balea | Commercial | Inactive
41381af6-69e0-e311-ba6a-005056907e1b | ZxxDC4REokNhBKawvUiESqBTcBfjYCtzssWsVddYTg1tjHqemps+9b+iQKFbBsW/jk16wYTYyYFeCtnO53zvcA== | 2022-03-23 00:58 | Induction motor up to 500 hp in New Construction, Efficiency increase beyond Premium | 15 | Refrigeration | Available | Doina Balea | Commercial | Active
95de36f5-621f-ef11-8174-005056900b78 | n4I2QQLdBllRgZiMKoyULsNRDXmOi3QTiUtV7plj/qeAs2Yah3gZ4or9hybEdxbjTUl0x8+yPLLRfK3Uoqh+zw== | 2024-08-14 16:56 | Induction Motor up to 500 hp in New Plant, Efficiency Increase Beyond Premium | 15 | Motors and Drives | Available | Doina Balea | Industrial | Active
a2406a68-631f-ef11-8174-005056900b78 | zkm7sEsHhvEN+qnmCjOvdEB1GZxcw4+uRVaTDNKk2RBmoQnKbR0sarMmxyzJJvl+cSFRYO4WRmjjHuz+X47Wdg== | 2024-08-14 16:56 | Induction Motor, 51 – 500 hp, Replacement with Premium Efficiency Motor Instead of Rewinding (per repair/ replace policy) | 15 | Motors and Drives | Available | Doina Balea | Industrial | Active
e9bd73b7-b4f0-e311-88e2-005056907e1b | v3D5w/uZzgY66dbz67iVHTJn2TUm4BzNgJP5k2uXmMY4kWdyYmBEqZiqp2wcEodmjfr8UQ2G3M5JmrZNHrsuHA== | 2022-03-23 00:58 | Induction motor, 51 – 500 hp, Replacement with Premium Efficiency motor instead of rewinding (per repair/ replace policy) | 15 | HVAC | Available | Doina Balea | Commercial | Active
a50175ce-b4f0-e311-88e2-005056907e1b | MtjuOwW50QZTvcU5RBwY9hvW3mcaGOxfr30Vw+eKmOYj51JJ8vv43KB0mxGQAhTOQSpG8teBQNIZlR65jjjECQ== | 2022-03-23 00:58 | Induction motor, 51 – 500 hp, Replacement with Premium Efficiency motor instead of rewinding (per repair/ replace policy) | 15 | Refrigeration | Available | Doina Balea | Commercial | Active
cd8d0cd7-b4f0-e311-88e2-005056907e1b | N1PwyFyo4xZREfI3FvSFy/6lA7NJA3o/fzkweskNMcNDPEJG9RFqiDxjKlh3NG7U9b885wfbuWrG4ty2zTOBww== | 2022-03-23 00:58 | Induction motor, 51 – 500 hp, Replacement with Premium Efficiency motor instead of rewinding (per repair/ replace policy) | 15 | Advanced Energy Office | Available | Doina Balea | Commercial | Inactive
8c080a08-fa2c-f011-8180-005056900b78 | i2WlhzhBvIHVw/casG2u4UaXc34GdQgJo341VhuXSFRj4q6wFEfDm/iWpx7NGIiocDI8DrNwPzdkD1nzM61n2Q== | 2025-05-09 17:21 | In-suite Lighting Upgrade | 14 | Custom Lighting | Available | Doina Balea | Commercial | Active
08f830c0-50eb-e111-8626-0050569e014e | P1EosfTK8lfHrNZNIWpx0grlKvw1mlivHDAVICDZTKEWyShaM3NKwt8hTTAK/ryZKx74HyoHjfDHTbw4LlyYgQ== | 2022-03-23 00:58 | Insulated Hot Food Holding Cabinet | 12 | Food Preparation | Available | Doina Balea | Commercial | Active
e67fc9a9-51eb-e111-8626-0050569e014e | ew5rMsEf1M29KdR1euW0f3VYl4og5pRzRigsSpFGBZJm0JgcqG7BtlPGI1RPrj5GqmaFEmg7Byz0Owb6aOojjw== | 2022-03-23 00:58 | Insulation on refrigeration suction line | 11 | Refrigeration | Available | Angee Watanabe | Commercial | Active
47565310-ab9a-e511-95b0-005056907e1b | Y2c5Aex+6Of3f2cI4GCHPIf+Be4A/bayM7HdJ1CwMdVJnRWMaPixLmd9P+IRpQfl9OOsNqtGYyhW/MbP7oCU3A== | 2022-03-23 00:58 | Interior Lighting Control | 8 | Lighting | Available | Doina Balea | Industrial | Active
25a0b6bf-4613-e211-9655-0050569e014e | rBZ0I5ZuMgxjp28OCsjCPmH1PcwYNSdsRt1uC32uY5ZyR85BeqxU5s2nyn2e6E64XXTQtM6ECWPoW7UVL0YbIw== | 2022-03-23 00:58 | Interior Lighting Control | 8 | Custom Lighting | Available | Angee Watanabe | Commercial | Active
95c19549-ab9a-e511-95b0-005056907e1b | O/CpriXafjolte4ukBZ9O/UPHger/4DX43at5+mf0w2pEdyRTNqUYTBMCAc0fM+TLYS9FPexKoEhKPKv+6KRaA== | 2022-03-23 00:58 | Interior LPD Reduction | 16 | Lighting | Available | Doina Balea | Industrial | Active
23a0b6bf-4613-e211-9655-0050569e014e | 01svQ72I4y0MReSMwo+7aSCSFW9Aicp70Y0hioGe4Z8DDHfHmvPdUdNHKMfG70mGLK+AnsSgEnl8yaadD9H91Q== | 2022-03-23 00:58 | Interior LPD Reduction | 16 | Custom Lighting | Available | Angee Watanabe | Commercial | Active
e6706d61-c45a-e211-a855-0050569e014e | tVyD268RFtIeZaL/i9/Q6ZYwGE09hv9Y2QgPsfdLOwykAUVsBYQNSanQSSKgZAaAAUxG0QlT3ZrxmyaZA8AifA== | 2022-03-23 00:58 | Internal Combustion Engine | 20 | Load Displacement - Biomass | Available | Doina Balea | Industrial | Active
a3ac336f-c45a-e211-a855-0050569e014e | Zk4b9jKBHFeuzfMBfQZNQe46f6C4v9zBDumqleAgsaLTH25RMVAyXozUESTLlOQErPjtSJkxaZSwgdEOyI8Twg== | 2022-03-23 00:58 | Internal Combustion Engine | 20 | Load Displacement - Waste Hydrogen Gas | Available | Doina Balea | Industrial | Active
16529c7a-c45a-e211-a855-0050569e014e | U+y0pWvPmGGN5nXxmrMiNjAwI1m8q/YD/V19lAXIxmflpeYXEaE3Kdp5627hkrAeGAN2WKj8pyT6D7xrvzqUqQ== | 2022-03-23 00:58 | Internal Combustion Engine | 20 | Load Displacement - Natural Gas | Available | Doina Balea | Industrial | Active
e36a5e92-c45a-e211-a855-0050569e014e | rR1kzmJGkykLMPGAAnA91WE8wTUj3v+Nq1AtaQpN/yEdLdcmFfBH06hX09u7yKybLdK7goMIGmcPoUw4FqDD6A== | 2022-03-23 00:58 | Internal Combustion Engine | 20 | Load Displacement - Renewable Natural Gas | Available | Doina Balea | Industrial | Active
4f823faa-c45a-e211-a855-0050569e014e | bY0Hbe/oRh0duUh2G+bZaTMPUKXGewMNfWC/x0V3NW+MrSLMs/Ac6ODD+bI06opmLv2p90Q66e4yFQgLEylVag== | 2022-03-23 00:58 | Internal Combustion Engine | 20 | Load Displacement - Bio-Gas | Available | Doina Balea | Industrial | Active
5bd339e4-631f-ef11-8174-005056900b78 | SClX56KGXR1Z88umcfcd+QdYKQqEqLnScQnaVImNP5v2j2Y2gG9cM8wJLLcWyD9ug55HdjDF5fXmMsn9CE4Uug== | 2024-08-14 16:56 | Large Synchronous Motor (≥ 1,000 hp) | 20 | Motors and Drives | Available | Doina Balea | Industrial | Active
6d6bd520-7815-eb11-8142-005056900b78 | IJp2HgupmM/JF6Ced3/IbdErW39b/uJ8s1EYUtHCsiIjgoPaCKID2wVJs1wcbgC/+ZEZ95IXNFnEHzqALVnNxw== | 2022-03-23 00:58 | LED luminaire and retrofit kit | 15 | Lighting - Horticulture | Available | Doina Balea | Industrial | Active
c5913cd5-0d06-e411-8956-005056907e1b | qOZX5mDnDaNZowTSAFjfHdXT55PxR26Xz9tNTcT27DNcgmFXInLcpAwHfs4qCS6lh8xjjqi2Fgzj3f//VhXumQ== | 2022-03-23 00:58 | LED luminaire and retrofit kit | 15 | Custom Lighting | Available | Doina Balea | Commercial | Active
050ad1e3-0d06-e411-8956-005056907e1b | CqHLQimWwrOuw6pXIXfMXH/Z0iuK2QisQwHKtrM2gfz61IbGef3JLA/7mPE2x73YnEUwuqAPCWZHitE+yYI8ww== | 2022-03-23 00:58 | LED luminaire and retrofit kit | 15 | Lighting | Available | Doina Balea | Industrial | Active
15c4bbf0-70db-e711-93e7-005056907e1b | 8T64lSiEdmZGdZbrnAsvaBexabzyCs0tr/XQMiCJtbuxwATCHFyQlVa/uXhu+U78uNxJ0d1ApeF/BWo5AYzvdQ== | 2022-03-23 00:58 | LED mogul screw-base replacements for HID lamps | 12 | Custom Lighting | Available | Doina Balea | Commercial | Active
b9bce2fe-70db-e711-93e7-005056907e1b | 6uzGTFcmRbsUdzmX+UTrYvJ0vAlEV2CzoGKslIeSuJ9xBCx3y/g7qZ5y3IrT9MNRfk9B7mt8FSzC4DV5Yl+Rvg== | 2022-03-23 00:58 | LED mogul screw-base replacements for HID lamps | 12 | Lighting | Available | Doina Balea | Industrial | Active
516e4134-4feb-e111-8626-0050569e014e | Mp7iUzwtsMQxGKM7C/+EbV5e5I2DCxJ+ycZNG4zlf8mQBvyvLy51OMnR/jhxd2bJTFK6eb8JxivRj1rttmrTiw== | 2022-03-23 00:58 | LED Refrigerated Lighting System per Door | 16 | Custom Lighting | Available | Angee Watanabe | Commercial | Active
0eca95fc-57eb-e111-8626-0050569e014e | XMc62iXisLR6jpmdJQ/P49cMoc5DiZTYuNAF2DRZfAuBCBxPBEIXqP4gI50cJXxvqVSv3fOue8MUJ5I/2WWXog== | 2022-03-23 00:58 | LED Refrigerated Lighting System per Door | 16 | Lighting | Available | Angee Watanabe | Industrial | Active
074d21b2-a332-e811-aa93-005056907e1b | KmNO3Ltlc6tMQERKmZ4uMv6K0epXa+P6VPwrTVVmYTvL9NfAU1JA0beob9HTgnD4CejP0eu/5FXDcwWyrDDsZg== | 2022-03-23 00:58 | LED replaceable reflector lamp in non-residential setting (screw-in/snap-in) | 12 | Lighting | Available | Doina Balea | Industrial | Active
869647c7-a0da-e211-98c8-0050569e014e | dBXPS7qcf55xGavfN3BUvStSaP4/Go4LiH0nvnaP87nJTq68LCiLXIXzb0v9gebu1ePE96EGK2/ALCux1f9HEQ== | 2022-03-23 00:58 | LED replaceable reflector lamp in non-residential setting (screw-in/snap-in) | 12 | Custom Lighting | Available | Doina Balea | Commercial | Active
da3402e8-67fd-e811-ab15-005056907e1b | jDnMhNqc3HMPRgJj653jYoFB1dCSC5ubQq53rFRyxCbnW/3vFD4Lum695TnU3oFFksfA4FqZkVlth9ssOQBtoA== | 2024-06-26 21:25 | LED Street Lighting | 16 | Custom Lighting | Available | Doina Balea | Commercial | Active
9512c693-fa32-ee11-816a-005056900b78 | BxBM/trIHfr+B0xJTTfCi648qUKmU4YtzP5V6Z75ZDJnjLcgpz174/hiYkkcZhR01lOP6p+Fj4aFuD7aBq8KiQ== | 2023-08-04 19:11 | Load Attraction | 30 | Other | Available | Ryan Pierce | Industrial | Active
87249879-99bf-e511-95b0-005056907e1b | yE8oPcA/NaLd93XsvBXOgl2uP0d5kIpgyDgF3QNZlCT1rqsryFl01mKsKYW8OcUsvvKWeBjHbtl8XKcbAdRZDw== | 2022-03-23 00:58 | Low Flow Fixtures | 10 | Domestic Hot Water | Available | Doina Balea | Industrial | Active
594ee849-4713-e211-9655-0050569e014e | olIbuijWnH8IOABg/THwNEtyslwoSQ21y00s46lxoUWVeOq2wA6tRMywvpZM0DKxLjbHiul0fmPtuxHCbc0Kkw== | 2022-03-23 00:58 | Low Flow Fixtures | 10 | Domestic Hot Water | Available | Angee Watanabe | Commercial | Active
b657376b-55eb-e111-8626-0050569e014e | ut1iCWjUF5tjQ4wEXL+7WzoSYPO/tBcuKIwXFKylbmCFpC2aFmmGpdcbXeX2epwsaEum++eHN3iUPaOLYbsv5g== | 2022-03-23 00:58 | Low friction ducts | 10 | Fans and Blowers | Available | Angee Watanabe | Industrial | Active
50b4c395-1e74-e811-9a34-005056907e1b | uJhIifnGHIKqK2j2hIw5VMR3WzA9V1GZwFFtyWvl+i78P1Rez6KYLFkYOMqoYOF4ionX7US3WDtNeHmsvHydNw== | 2024-03-13 17:27 | Low friction piping networks | 15 | Natural Gas Compression | Available | Doina Balea | Industrial | Active
651ce79e-57eb-e111-8626-0050569e014e | ZelwQWcebn57bm4J7QbSLMY0Iyh+tmJm1morB2iEk8vz0l4WlWsasumiPumtkjgBjkJ/vRyh6rM6M+iyrRiHow== | 2022-03-23 00:58 | Low friction piping networks | 15 | Pumps | Available | Angee Watanabe | Industrial | Active
2ee731b1-b465-e211-b65b-0050569e014e | FWsAOhy682PZoYsETjFp6l9l9U6/i6mhTxlBNLsABKz4r3j1H4Dwh186OTlEY7omSncLHH9fh7lHo9hDxgYxWg== | 2022-03-23 00:58 | Lumber Kiln Fan VFD Optimization | 10 | Process | Available | Doina Balea | Industrial | Active
27494c23-7ea9-ed11-8163-0050569043a6 | VwUKpxBJn1/19fEZNzzMIvyglUmlCftj8fk8hsPv/iwZwnQV9VNiKv0vF9tqxWMO2g6nQgBKhuFmY8g37dBEUw== | 2023-02-14 01:14 | Luminaire Removal | 16 | Lighting - Horticulture | Available | Doina Balea | Industrial | Active
cb8b8f91-f7b6-ee11-8173-0050569043a6 | HBwIGrNNGkV/VL223wlelRA9h2WEyZPvX0CB+fofqGcyY95r4hxElB/qUAAjTr1rtVyEl1l7IVkYX+LQ3D1oqg== | 2024-03-05 00:27 | Luminaire Removal | 16 | Lighting | Available | Doina Balea | Industrial | Active
58d0a0cd-a4fc-e811-ab15-005056907e1b | mgfjLAAnqPTV5Aq6Qv/c5CYGRFP412+ArxkuKY7weCeiFOLGyPhtDO2sEOa5EfShY4bTFp99E/60HbAr+LrkFQ== | 2022-03-23 00:58 | Luminaire Removal | 16 | Custom Lighting | Available | Doina Balea | Commercial | Active
f257376b-55eb-e111-8626-0050569e014e | htNqDqbT4p6Z8nW/gjmcjU6mlgiCzuVpkzvBNivH/FedUcJbeBX6QiE1voU7GeTctO8yHsvi7d/ZwF2UtBL8gg== | 2022-03-23 00:58 | Mechanical pulp refiner modernization | 15 | Process | Available | Angee Watanabe | Industrial | Active
f50091d5-8014-ef11-8173-005056900b78 | V7wolWm9k/eXmwf8dZuLm4OqurGK4w4EIp86jopcNCmhmgt9LAYandTF8l4JB4kN9a1GZ5bfKjiksw4GiED8Kw== | 2024-05-17 19:08 | Natural Ventilation | 15 | HVAC | Available | Doina Balea | Industrial | Active
1ba0b6bf-4613-e211-9655-0050569e014e | NZ3UoDPfqd3OHI1uRBkVhw/QLIInV+sIqiEklPsqCcOQqdcJj1Eav6qZB095JDCNd1aepXrE0zA9jh/J6cSLgQ== | 2022-03-23 01:07 | Natural Ventilation | 15 | HVAC | Available | Angee Watanabe | Commercial | Active
39c950dd-9fe2-ec11-8157-005056900b78 | ue2GgtN8bhTR+hvYymokJgUKi9SGQn3k08to0fHWQSuZihqXiR282N3bvUkJknh/B/rM8cQyN9SxLhuZBW42JA== | 2024-03-04 19:15 | Network Lighting Control with Energy Monitoring | 20 | Networked Lighting Controls | Available | Doina Balea | Commercial | Active
47a9b6d2-0fc8-ed11-8164-005056900b78 | 21SODr4RxD5asKulZnwgJEeWocdXV26RntvDgJf365qHjBIwDLtQVPX6tE7ZtREHd20FE+1qs9hNWPH0Hc6vhw== | 2024-03-04 19:14 | Network Lighting Control with Energy Monitoring | 20 | Custom Lighting | Available | Doina Balea | Commercial | Active
de0d4487-07c9-ed11-8164-005056900b78 | KMmKHZDpr4Kospia3XRhkAxN3mYNEqQDxN27a6DwUf+4zfgoj7mRHvK6dN03bjcDBdplqpkjQNBTOZVdhMAtwQ== | 2024-03-04 16:13 | Network Lighting Control with Energy Monitoring | 20 | Lighting | Available | Doina Balea | Industrial | Active
a6ae1a97-9fe2-ec11-8157-005056900b78 | mahJnQM1z2l+fC2z5ELyuFCSQDIz5KH2cyXo+mfOLxD09xbcWiYyDAiZevLk+QVj9uPGyqCUMAWwcm5ecxnnWw== | 2024-03-04 19:15 | Network Lighting Control without Energy Monitoring | 15 | Networked Lighting Controls | Available | Doina Balea | Commercial | Active
b5f28319-10c8-ed11-8164-005056900b78 | t37+Al28xxCC2/BuaLU/Ns0mm0pzEXxY73LueJaHU82mCwi+sxqITY3KfANk62AMj/L1jjKvbqWzXKeXtHTVoQ== | 2024-03-04 19:14 | Network Lighting Control without Energy Monitoring | 15 | Custom Lighting | Available | Doina Balea | Commercial | Active
8e3c53cf-07c9-ed11-8164-005056900b78 | nQsUt+mNlWP+uOZdZ3pFDda/J57GX4xTOWSgUIp5FCL4NflOjDx6Eu5g/urG1V/3/m1JDMusfjZv2tnR4o0vXg== | 2024-03-04 16:15 | Network Lighting Control without Energy Monitoring | 15 | Lighting | Available | Doina Balea | Industrial | Active
ffeac3a8-f0b6-ee11-8173-0050569043a6 | WsVJhTQcmC8fD9kmTn7Ea4m67Ao8JmkZHfkmiEL1g4mHUN9LrHlaeW00zTj6wsyIKe3x+/w6d248dhT966ZX7w== | 2024-03-04 16:10 | Network Lighting Control without Energy Monitoring | 15 | Lighting - Horticulture | Available | Doina Balea | Industrial | Active
179a36bc-1e74-e811-9a34-005056907e1b | 2KfIb4mTUdlLUvYHHFxBo5u1ItIJhL+Qqga+IIzaYigKKkhtFMULz36sO1Kqyh7W0BqZSZxQGZrPjQcZrXPNkQ== | 2022-03-23 00:58 | Network redesign including holding tanks | 15 | Natural Gas Compression | Available | Doina Balea | Industrial | Active
f01d3633-c35a-e211-a855-0050569e014e | E7INcMwsljMnM5GGsajRGNTU7W1f0HM9zR4M7r0BkkCK4M5+huZy4s5jzZa0VjMmlJB5fGGYcPgVqMObCM6ChQ== | 2022-03-23 00:58 | Network redesign including holding tanks | 15 | Pumps | Available | Doina Balea | Industrial | Active
b71ca6fd-ebe8-eb11-814b-005056900b78 | FON5VfJKmj9nqMAjgL4AcadKPo8iTDhClPaQ5Dcyr6WsYYTI5uwvPeGeEeLYTfltAe/XhYk6DXxtxxZazSH+WA== | 2022-09-12 14:46 | New lighting controls including time clocks, occupancy sensors or photocells | 8 | Lighting - Horticulture | Available | Doina Balea | Industrial | Active
556e4134-4feb-e111-8626-0050569e014e | idc2T/yeY/OnrFsWgs4veJKVXxN8PKnTAmFn6AcNe7CyyobsoHGPu6E1m5dakEDvA+XeBrj+wTpDFhXJZOw2fA== | 2022-03-23 00:58 | New lighting controls including time clocks, occupancy sensors or photocells | 8 | Custom Lighting | Available | Angee Watanabe | Commercial | Active
3ac24a10-58eb-e111-8626-0050569e014e | XMxp8NwyRBsflSGtJLTyhteIsT88yUdd4Sd8orZRyPdnfORgFmt2O5Cvz7yivBUinItjAY+D9VMrBJc5rfdz/Q== | 2022-03-23 00:58 | New lighting controls including time clocks, occupancy sensors or photocells | 8 | Lighting | Available | Angee Watanabe | Industrial | Active
3190ef66-e11e-ef11-8174-005056900b78 | +qVJ8Zjf/Zf5pJUvyKe3pcdDuBbrWUxc1eJvRF74n6UJluto9fncjD8GKX1IpCTfKiQrZ29ygFrIu1MM1SrPXQ== | 2024-05-31 00:05 | New Plant District Energy System | 30 | District Energy System | Available | Doina Balea | Commercial | Active
3b3fc981-aa21-ef11-8174-005056900b78 | 0opvZ04BbRkKmV7Y4jiVPt3NqtmkKGqqawyzF9/UR7eSMaLnoY3K7ADrKvHk8Mn8mdu9O9NczFuvZHRzuyk6aQ== | 2024-06-03 13:09 | New Plant District Energy System | 30 | District Energy System | Available | Doina Balea | Industrial | Active
9c2ebe58-51eb-e111-8626-0050569e014e | GsVlsxYWca6VPe8+e0Qvpmlwp4IUaNh04DHCOTFIrTV2MuMDBpFQAb8yuGcF1e+gScsJEdq7PgaJ92YJEkwW+g== | 2022-03-23 00:58 | New transformers, 15 to 7500kVA, dry or liquid filled | 30 | Other | Available | Angee Watanabe | Commercial | Active
8fd8b4e3-51eb-e111-8626-0050569e014e | HpL99WDSyxme7DCrveXw5V4XYJXBRZjc2KxysufVa1j/8xr52PKrRUkq86AWOI3qtYYOOnYxB9bE90eXvETqLA== | 2022-03-23 00:58 | Night covers, air curtain | 5 | Refrigeration | Available | Angee Watanabe | Commercial | Active
8fc21433-f2b6-ee11-8173-0050569043a6 | oCxeVqzNzB77ev1O/cAbcsOSucBqgv0SDGxUeV5dJnYvTrsChmexI+GDMQZcn18NPCDEGlok17JZxqq5AXC6/g== | 2024-03-05 00:25 | Non-LED lighting redesign for lower power density | 16 | Lighting - Horticulture | Available | Doina Balea | Industrial | Active
ee360230-f5b6-ee11-8173-0050569043a6 | NzTaBdT6B3t7xWYupaH2kViNOAItrKl06jRDIT+sQ9YRN9OemUrqWbPr0eXH6bUa5UcNn6ZNKQ+N9ddnJorxxA== | 2024-03-05 00:25 | Non-LED lighting redesign for lower power density | 16 | Lighting | Available | Doina Balea | Industrial | Active
12b7cbaa-a4fc-e811-ab15-005056907e1b | jExtKErGnJviOIIvq8zefHOm5Z+bNNKAke9Yr8M1Qs5Dtycd6zAe08gWq2kklz6i7IP5YUbsR3qLMHnU5rOHiA== | 2022-03-23 00:58 | Non-LED lighting redesign for lower power density | 16 | Custom Lighting | Available | Doina Balea | Commercial | Active
d4a45363-ab1f-ef11-8174-005056900b78 | mNuxeUIE+e451DFLCptLPUfhZxkxHPaANzAPwuiV4cLMraLreJ30MqGzP5gnl4M9G4N6cvlyRMWvrIF9H1FvEg== | 2024-06-01 00:11 | Occupancy and temperature sensor | 8 | HVAC | Available | Doina Balea | Commercial | Active
a972af6f-9abf-e511-95b0-005056907e1b | 7Mpi1SATtGjcHelR00Q40uwX8JDwccaUi37w1+VTRDFZCypiV/Jc2ji5L70M85xGNp4EklYA02YcQL/+ehaePQ== | 2022-03-23 00:58 | Occupancy and temperature sensor | 8 | HVAC | Available | Doina Balea | Industrial | Active
316e4134-4feb-e111-8626-0050569e014e | TmeLXgyo92aG68lA4cFiHJonA2+pTM3I6VbVwbFnPNS4otkEwTChVc8p+k0Jf4iseRcLuK7Le8lCZYsmoa6nGA== | 2022-03-23 00:58 | Occupancy and temperature sensor | 8 | Advanced Energy Office | Available | Angee Watanabe | Commercial | Inactive
27398288-d11e-ef11-8174-005056900b78 | iuou+ARakOSADj8cRii+vTvGvh3UovnsercNClTVLTSjaDkESC5SxY+drfYlEx7E8KD2rliXiOW/6SzCuP5moQ== | 2024-05-30 22:11 | Operational and Procedural Measure (NO Formal Sustainment Plan) | 2 | LCE - District Energy System | Available | Doina Balea | Industrial | Active
856a0e2d-d21e-ef11-8174-005056900b78 | iAjvOeiElQWoaT83ZNdXiuP3DtDOg0l/vTk5QgjPyk14GonydeVPTlrPVISS6DGhVo2VSq0bsKSvLM8Eow0LGQ== | 2024-05-30 22:16 | Operational and Procedural Measure (WITH Formal Sustainment Plan) | 5 | LCE - District Energy System | Available | Doina Balea | Industrial | Active
8a0b5ec2-d61e-ef11-8174-005056900b78 | wPQEIYCJTp/wUVOkxnWWqkmcXkq2De3HZM+MTBDsludMf8jH9hBlGVbHxzOpjpdCFsD75FgpooiuaBvCxQ94VQ== | 2024-05-30 22:49 | Operational and Procedural Measure (with Hard-Wired Automated Controls) | 8 | LCE - District Energy System | Available | Doina Balea | Industrial | Active
b6b174ad-b900-e511-8e08-005056907e1b | 2N2XweAPIHMO6vbcTbJI027XWlU8P9uJ+3NnSW+73GH5NZjCkKCLl3NeKRSCMlFzGjSatLGt41Y2sZnaLDrANA== | 2022-03-23 00:59 | Operational and procedural measures (including equipment shut down when not in use, set point adjustment, maintenance and tuning for improved performance) not supported by a formal sustainment plan | 2 | Pumps | Available | Doina Balea | Commercial | Active
4c360d2c-f712-ef11-8173-005056900b78 | ihGnUSXAJqyvZQRsfObtIOfLwooQ7+ZPC1xAnkKegpMLX35Ct+eux5X7BgkqVx2eNvMTJ7tFsK/T0EyvYadgPw== | 2024-05-15 20:11 | Operational and Procedural Measures (including: equipment shut down when not in use, set point adjustment, maintenance and tuning for improved performance) Not Supported by a Formal Sustainment Plan | 2 | Load Displacement - Biomass | Available | Doina Balea | Industrial | Active
9466d27f-f812-ef11-8173-005056900b78 | E9nStmHny0Da2hGwzSMKA8HOYc9CT7V5Erflk8Zc7RGihLI50+avpLcMylcRFO5dLGgeLbumCTh9Gc2/eHGEvw== | 2024-05-15 20:20 | Operational and Procedural Measures (including: equipment shut down when not in use, set point adjustment, maintenance and tuning for improved performance) Not Supported by a Formal Sustainment Plan | 2 | Load Displacement - Geothermal | Available | Doina Balea | Commercial | Active
0933470a-1312-ef11-8177-0050569043a6 | 21q+TavwoZnG+q4cWWiKDxecVD8QjPHmbQgdY0j5K4hQ/h5nhYJ9anLkFiT3n3ItMcO1/rgmmxBiPPbRjTXA/g== | 2024-05-14 16:57 | Operational and Procedural Measures (including: equipment shut down when not in use, set point adjustment, maintenance and tuning for improved performance) Not Supported by a Formal Sustainment Plan | 2 | Load Displacement - Bio-Gas | Available | Doina Balea | Industrial | Active
f39f44b1-68c2-e211-8ec3-0050569e014e | xxmWuMR97k2VTnP4kckfYb9v1jd/X8d0o1VqcYxjOHdE5emIzl4cUlvh9kj5IbAoP5wBHnTI+8wiFEAPHntqvg== | 2022-03-23 00:59 | Operational and procedural measures (including: compressed air leak repair, equipment shut down when not in use, set point adjustment, maintenance and tuning for improved performance) not supported by a formal sustainment plan | 2 | Compressed Air | Available | Angee Watanabe | Industrial | Active
f76f8386-6ec2-e211-8ec3-0050569e014e | lYTC0hMc4TKnqoSwdU/cV71zIP1agv6D5GNtMwOAvP84sdp2Ld81/8G8dgKAVs0u0CezsmkZDhlF0OyUMkksEQ== | 2022-03-23 00:59 | Operational and procedural measures (including: compressed air leak repair, equipment shut down when not in use, set point adjustment, maintenance and tuning for improved performance) not supported by a formal sustainment plan | 2 | Process | Available | Angee Watanabe | Industrial | Active
701ca8ec-f912-ef11-8173-005056900b78 | 5+23yIRJRC5lKj0/vaHbnVXBcNCIrDxriTATqevmuARGoZEw2rde4Z3MRDMHB1lmj14dBh6ZPeCx15wV0mYzFg== | 2024-05-15 20:30 | Operational and Procedural Measures (including: equipment shut down when not in use, set point adjustment, maintenance and tuning for improved performance) Not Supported by a Formal Sustainment Plan | 2 | Load Displacement - Geothermal | Available | Doina Balea | Industrial | Active
db3a4a63-fb12-ef11-8173-005056900b78 | LtPzpUmQTqsfV7maV1VEdTpOZqUCPdSFP81U+7rCXcspB97sZZ/Qh0YXVXAm9VTccKt3hPQAWPJNNzo67/nPEQ== | 2024-05-15 20:41 | Operational and Procedural Measures (including: equipment shut down when not in use, set point adjustment, maintenance and tuning for improved performance) Not Supported by a Formal Sustainment Plan | 2 | Load Displacement - Natural Gas | Available | Doina Balea | Industrial | Active
1da10e08-fc12-ef11-8173-005056900b78 | YwGKDRbsOXo0Fe1jmYdIlNm7GpZ+dJEkmCsG2/PKPmZmVvTZduFvee6v7SahQ/SNWIj6S+iX4v1JZ0CqPRl84w== | 2024-05-15 20:45 | Operational and Procedural Measures (including: equipment shut down when not in use, set point adjustment, maintenance and tuning for improved performance) Not Supported by a Formal Sustainment Plan | 2 | Load Displacement - Process Heat (no incremental fuel) | Available | Doina Balea | Industrial | Active
3703bcab-fc12-ef11-8173-005056900b78 | knJluFouK6nVDW/kP1erUVS9EfMK7+asOMpYgSRlzVTsZHab8kI5Fb2HJAKmD0PBvLOgohONKyROK+miJUnLJQ== | 2024-05-15 20:50 | Operational and Procedural Measures (including: equipment shut down when not in use, set point adjustment, maintenance and tuning for improved performance) Not Supported by a Formal Sustainment Plan | 2 | Load Displacement - Renewable Natural Gas | Available | Doina Balea | Industrial | Active
5a321e77-fd12-ef11-8173-005056900b78 | p78Du/CGLXB9s52EFSewomDM0UZ1IrvgF4Ow9ffYFR5EUnajqhBBvM7yVROHpgStNNO3NVJgGh9gAmxuddX9ng== | 2024-05-15 20:56 | Operational and Procedural Measures (including: equipment shut down when not in use, set point adjustment, maintenance and tuning for improved performance) Not Supported by a Formal Sustainment Plan | 2 | Load Displacement - Solar | Available | Doina Balea | Commercial | Active
6fec6ad4-fd12-ef11-8173-005056900b78 | Dpb5gQJWdh4JwJYGeGtSr1czt46uVusCLttq//1FZ87jlKTDRfZI723Tpef7VlFFE4rYDzWWOTn3O9lyc08xyg== | 2024-05-15 20:58 | Operational and Procedural Measures (including: equipment shut down when not in use, set point adjustment, maintenance and tuning for improved performance) Not Supported by a Formal Sustainment Plan | 2 | Load Displacement - Solar | Available | Doina Balea | Industrial | Active
bf943a4b-fe12-ef11-8173-005056900b78 | Wv+pz+BpZOosEP4UddzfJUJvJZE4CuTaBLYsTtLrJtaMBVLbOgWbyoZOOqSk1wmaqo+sIDD6Lq4wpWFK/UXpcg== | 2024-05-15 21:01 | Operational and Procedural Measures (including: equipment shut down when not in use, set point adjustment, maintenance and tuning for improved performance) Not Supported by a Formal Sustainment Plan | 2 | Load Displacement - Waste Hydrogen Gas | Available | Doina Balea | Industrial | Active
6e3d36df-fe12-ef11-8173-005056900b78 | Z392yIug2/RzGE+GAp7PVary0+QC5CYdgSpfjNpjIq/SzAN/hkdJznX6TGGw/ljfGQ/2K1bv0i4S6zLsg6Mi9w== | 2024-05-15 21:06 | Operational and Procedural Measures (including: equipment shut down when not in use, set point adjustment, maintenance and tuning for improved performance) Not Supported by a Formal Sustainment Plan | 2 | Load Displacement - Wind | Available | Doina Balea | Industrial | Active
6713fef8-ff12-ef11-8173-005056900b78 | jV9ydallHV3Zw0FzGxac2x6tl2SXwR2MEqXHKJ1m8HHiqz6mtVroCJtyCgcE7FSO0xUbnlyOndZd/PkF0mrspQ== | 2024-05-15 21:14 | Operational and Procedural Measures (including: equipment shut down when not in use, set point adjustment, maintenance and tuning for improved performance) Not Supported by a Formal Sustainment Plan | 2 | Natural Gas Compression | Available | Doina Balea | Industrial | Active
945a2b9b-0113-ef11-8173-005056900b78 | wS3geMvnTy8MutTC05jOLKTR2fgiHbXtxkuhTK47tTj8DTN+CQPAt7/u91jemG4tQtYcyR4zFG2quJ/h0oal8A== | 2024-05-15 21:25 | Operational and Procedural Measures (including: equipment shut down when not in use, set point adjustment, maintenance and tuning for improved performance) Not Supported by a Formal Sustainment Plan | 2 | Other | Available | Doina Balea | Industrial | Active
fc164dde-0613-ef11-8173-005056900b78 | nFLmT0OXMsoPCPCAkNn7YPY0qQLLiAQhwPBnNB+zb/uCgAkSpGVjO4a6Vp72IE5/jesrS716kqdtY9qEas0XVA== | 2024-05-15 22:03 | Operational and Procedural Measures (including: equipment shut down when not in use, set point adjustment, maintenance and tuning for improved performance) Not Supported by a Formal Sustainment Plan | 2 | Fans and Blowers | Available | Doina Balea | Industrial | Active
59b04aab-1613-ef11-8173-005056900b78 | 18Q5VBvcozpxt9XP8qiuGjzZY2En1PQDCo0T/qA0YabwNSyz642x2EFXbDUZbgqy50Td2N5efxHjG6p+cgTxVg== | 2024-05-15 23:56 | Operational and Procedural Measures (including: equipment shut down when not in use, set point adjustment, maintenance and tuning for improved performance) Not Supported by a Formal Sustainment Plan | 2 | Pumps | Available | Doina Balea | Industrial | Active
50a238fe-1a13-ef11-8173-005056900b78 | /NEkUevOcvfw8Kapyz0efNH72HXJS2t/yWv6piql689hWpEGCsP2DToIKL0NtETlUTu3JQFhZyA6e8v1rMHaSQ== | 2024-05-16 00:27 | Operational and Procedural Measures (including: leak repair, equipment shut down when not in use, set point adjustment, maintenance and tuning for improved performance) Not Supported by a Formal Sustainment Plan | 2 | Refrigeration | Available | Doina Balea | Industrial | Active
8f15a4e4-1e13-ef11-8173-005056900b78 | ovSWuXpOZoCh6h78I4D89W4SCVAUHRC9ouCagvz0/YigGqX9uJHdSDwZAPoPvoH5mA7SRZ2bHk2+e+I8VPA9lg== | 2024-05-16 00:55 | Operational and Procedural Measures (including: leak repair, equipment shut down when not in use, set point adjustment, maintenance and tuning for improved performance) Not Supported by a Formal Sustainment Plan | 2 | Refrigeration | Available | Doina Balea | Commercial | Active
123f1083-0213-ef11-8173-005056900b78 | 7h+rZlDHTluWt/XgJdLbAjw/1/ojfCMAumJSRnXr/+V3iv5oOi9RR6ypvRgZYxm6H9l+frd+bVBfT//c8IYeRQ== | 2024-05-15 21:32 | Operational and Procedural Measures (including: set point adjustment, maintenance and tuning for improved performance) Not Supported by a Formal Sustainment Plan | 2 | Load Displacement - Hydro | Available | Doina Balea | Industrial | Active
b731c871-1c19-ef11-8177-0050569043a6 | SakLzHhWRpbu1PV5OD7Ami04xovyTg9NZFI3dASi+xa+cDW1bdGKzafbibMK54Iuq9Rg5o/UXjK1gKCzcBe4hA== | 2024-05-23 15:52 | Operational and Procedural Measures for Hybrid Heat Pump Systems Heating and Hot Water Systems Optimization: Loop Temperature Reset; Equipment Staging; System Lockout; Unoccupied Setbacks. | 2 | LCE - HVAC | Available | Doina Balea | Industrial | Active
f77694a8-d8c3-e211-8ec3-0050569e014e | CqueMWR4ZgluItxQQUnQbeNJYEICnWZFccgnssUJXXsbcajyvwKD5S8QYLDtmdl4voppkarYl8avMc9dbP8Zzg== | 2022-03-23 00:59 | Operational and procedural measures not supported by a formal sustainment plan (e.g.: adjustments to lighting control operations without commissioning) | 2 | Lighting | Available | Angee Watanabe | Industrial | Active
a3b1bc5a-2400-ea11-8138-0050569043a6 | 57n+EzOluJ6hAF4mVXymjG4tgWXs48FT3YLPJs3iE9dKYcPrnZnrxftQrEHG+GQbU9+yCABw3BwwLU79/jRbdw== | 2022-03-23 00:59 | Operational and procedural measures supported by a formal sustainment plan to maintain savings | 5 | HVAC Operations and Maintenance | Available | Doina Balea | Industrial | Inactive
b4067fc6-1419-ef11-8177-0050569043a6 | 6MzYyWP81E9sZvSulCmCQcmmPUO4QpTU9pqWpyyRAeoH4FJy3peSmOwcBV1mvcO6rZ5KPYlyUf+GcVCpOg7yUQ== | 2024-05-23 14:58 | Operational and Procedural Measures Supported by a Formal Sustainment Plan to Maintain Savings | 5 | HVAC | Available | Doina Balea | Commercial | Active
33bb8121-1619-ef11-8177-0050569043a6 | QpmV+0ANAoxWOOdtSQK5KD2I0ursrZBkwwXm8qTAmI6+dTfpo57XSGzqFDbopKl+sGZPE0etZTMnEdkvua9DiA== | 2024-05-23 15:07 | Operational and Procedural Measures Supported by a Formal Sustainment Plan to Maintain Savings | 5 | HVAC | Available | Doina Balea | Industrial | Active
7dd26e5e-1f74-e811-9a34-005056907e1b | +0ywS7/SJwOtWZNeRxBpSCI2WTnRPpY/c2zNnBQ3bGnMWIwvj8hcCgjK63AoTkxagNz8AxAO6gb58UiqmfwMRQ== | 2022-03-23 00:59 | Operational and procedural measures supported by a formal sustainment plan to maintain savings | 5 | Natural Gas Compression | Available | Doina Balea | Industrial | Active
fc96ebcf-6ec2-e211-8ec3-0050569e014e | P9NLsGERSA9cQHLjVhUKu3ZbqNotXES8KEPWcdFvwA2HvYqtiGTTiAv2dQ1XB1P18gafWUKxampo7zwT4cDHGA== | 2022-03-23 00:59 | Operational and procedural measures supported by a formal sustainment plan to maintain savings (e.g.: adjustment to lighting control operations with commissioning; Energy Manager) | 5 | Lighting | Available | Angee Watanabe | Industrial | Active
533154c9-809b-ee11-816e-005056900b78 | XAyrnvh98/1vA0KGH2gaDVUpug9ZxKiTr5ZxVX5XEtFUsSGzRwYJ2JPnJ3yDSRKRiIVJ3/lZXx64qUK89BhgCQ== | 2023-12-15 19:33 | Operational and procedural measures supported by a formal sustainment plan to maintain savings (e.g.: Energy Manager) | 5 | Load Displacement - Geothermal | Available | Doina Balea | Commercial | Active
7ffece89-1f13-ef11-8173-005056900b78 | YIhLiLUG7CR6uLWq/uX8wSiBIZ3k6ZkFzXkrsUDpLDDdY83DTNGj5fWdQ+HfpyZtJd3WMwKWGOpnpjVy6yIg5g== | 2024-05-16 00:59 | Operational and procedural measures supported by a formal sustainment plan to maintain savings (e.g.: Energy Manager) | 5 | Refrigeration | Available | Doina Balea | Commercial | Active
3c7af026-b7dc-ee11-8175-0050569043a6 | NqODOU2qTEwHfHGk7gTdbr7nEstun025pn2EaTEWZ3aWhtUZVPJw9ZzxgziMXTZP1aPLF5lIM8EFFuO6UIqQbw== | 2024-03-07 19:16 | Operational and procedural measures supported by a formal sustainment plan to maintain savings (e.g.: Energy Manager) | 5 | Load Displacement - Solar | Available | Doina Balea | Commercial | Active
4e0340c7-b900-e511-8e08-005056907e1b | zihskKmgU175Q1dVzRmDyamb/iz/Fy/EOeKqePNTikf/S3h7zfQ0AMtSq3y2COuwSCT/LGw7X3QvXXf7ERGsVA== | 2022-03-23 00:59 | Operational and procedural measures supported by a formal sustainment plan to maintain savings (e.g.: Energy Manager) | 5 | Pumps | Available | Doina Balea | Commercial | Active
fb9f44b1-68c2-e211-8ec3-0050569e014e | Xn/SV94G1893iqsRm1QHV/YHTNXX/4ogvHMMVViDeUckCGK4UPtrDJKrW6qcMKO3xItDGQGE499X/lchC6HWjQ== | 2022-03-23 00:59 | Operational and procedural measures supported by a formal sustainment plan to maintain savings (e.g.: Energy Manager) | 5 | Fans and Blowers | Available | Angee Watanabe | Industrial | Active
01a044b1-68c2-e211-8ec3-0050569e014e | QDj2XWhWMFhCTZPEfMN7ki06BCbLrjlbKM50wWNEsQ0sOnnSHBVllghz1fZKsT4YJMwNXJITPNb1b9BcsKSzqg== | 2022-03-23 00:59 | Operational and procedural measures supported by a formal sustainment plan to maintain savings (e.g.: Energy Manager) | 5 | Load Displacement - Biomass | Available | Angee Watanabe | Industrial | Active
03a044b1-68c2-e211-8ec3-0050569e014e | zWd2Faqnvv/RqvsIDT0GjJ5QqICiwQ7o7NvlXsrGGKGgPqwbmcAq+6lfa/ucYdEUn5bffw7H+HSGtXgU1w05Fg== | 2022-03-23 00:59 | Operational and procedural measures supported by a formal sustainment plan to maintain savings (e.g.: Energy Manager) | 5 | Load Displacement - Waste Hydrogen Gas | Available | Angee Watanabe | Industrial | Active
05a044b1-68c2-e211-8ec3-0050569e014e | +rypWSS+jBnA/yZsII81ErDh378jlLnEZOtvYo0vGUiZYZbGqdn/JabNDTUpH+RFHP9Xa1+Vf7I9LTQjNmkOXg== | 2022-03-23 00:59 | Operational and procedural measures supported by a formal sustainment plan to maintain savings (e.g.: Energy Manager) | 5 | Load Displacement - Natural Gas | Available | Angee Watanabe | Industrial | Active
07a044b1-68c2-e211-8ec3-0050569e014e | tnwcK3QMlxDnHyEhDFfS3LR/VPOW0Vz/FWTs++IPhDJj19iafx2mlVEY302MBQSifJU7Ywwp98aJVPf5EYhOog== | 2022-03-23 00:59 | Operational and procedural measures supported by a formal sustainment plan to maintain savings (e.g.: Energy Manager) | 5 | Load Displacement - Renewable Natural Gas | Available | Angee Watanabe | Industrial | Active
09a044b1-68c2-e211-8ec3-0050569e014e | i9sggYAiBYlh7uSLgNgzYpSguzh8PhJ2il8r1waiI2txtg3jfhtRzIasltvv7E1ZbRAZCBIFf/1FMRkgcv90mQ== | 2022-03-23 00:59 | Operational and procedural measures supported by a formal sustainment plan to maintain savings (e.g.: Energy Manager) | 5 | Load Displacement - Bio-Gas | Available | Angee Watanabe | Industrial | Active
0ba044b1-68c2-e211-8ec3-0050569e014e | u3wN5JTE4bx9aXu0dSc2J8Wz1Ox991RvkT9NS/dt1X1SFGqryG1GaBiA3qYMFG/xVsKyMMVSwOGAEiVJZfGF0A== | 2022-03-23 00:59 | Operational and procedural measures supported by a formal sustainment plan to maintain savings (e.g.: Energy Manager) | 5 | Load Displacement - Process Heat (no incremental fuel) | Available | Angee Watanabe | Industrial | Active
0da044b1-68c2-e211-8ec3-0050569e014e | 7NapruQLMzHknKaLVwUzvzk/b56OiYy+IC8TvF0ISsiaznjTtkNolm7n2Xhh/dC6MeXvGtqcDPsqlCwh8bVLrw== | 2022-03-23 00:59 | Operational and procedural measures supported by a formal sustainment plan to maintain savings (e.g.: Energy Manager) | 5 | Load Displacement - Solar | Available | Angee Watanabe | Industrial | Active
0fa044b1-68c2-e211-8ec3-0050569e014e | NrLnoR6omnvqlg64Tzpvf/m8g9pD9DHsJi4ltnVpCw9KmZ/U9RkrrgyYNn+2WUlICdfogtnA5A1RrtMnmZFyvw== | 2022-03-23 00:59 | Operational and procedural measures supported by a formal sustainment plan to maintain savings (e.g.: Energy Manager) | 5 | Load Displacement - Wind | Available | Angee Watanabe | Industrial | Active
11a044b1-68c2-e211-8ec3-0050569e014e | K2UiALmTx54crCTDLVtHXZAztVgl82fQKIceJyNlv1QDJ/kgcvyDkLkzXJcKcjm2yV4snXQJ93wpvFHtQC7v1g== | 2022-03-23 00:59 | Operational and procedural measures supported by a formal sustainment plan to maintain savings (e.g.: Energy Manager) | 5 | Load Displacement - Hydro | Available | Angee Watanabe | Industrial | Active
13a044b1-68c2-e211-8ec3-0050569e014e | b0cMl4GyxRithDZqgLyyGUcx8MmLT65+nf7dychz6icXaRaLIB1pXb4Zu4Y0wBhT+Yw7+GLqSOPPH/YZj2RK6w== | 2022-03-23 00:59 | Operational and procedural measures supported by a formal sustainment plan to maintain savings (e.g.: Energy Manager) | 5 | Load Displacement - Geothermal | Available | Angee Watanabe | Industrial | Active
17a044b1-68c2-e211-8ec3-0050569e014e | 4s0boxwKmyWQVQd98xUAOsuU7IplItoKiMNbTAculdE93x2yj8ABh/y3lhr79qu/Qzk2gEvX3EjR5fIU2D8r3w== | 2022-03-23 00:59 | Operational and procedural measures supported by a formal sustainment plan to maintain savings (e.g.: Energy Manager) | 5 | Compressed Air | Available | Angee Watanabe | Industrial | Active
478fdf97-6ec2-e211-8ec3-0050569e014e | sR+13c5P2E1ycDsZYeLf3mBfFrqAixHY1IPvtpIOeMvYKazlGFeBdewQRWZVfUFd2xMMUYDwWC/votWaHQUaQw== | 2022-03-23 00:59 | Operational and procedural measures supported by a formal sustainment plan to maintain savings (e.g.: Energy Manager) | 5 | Other | Available | Angee Watanabe | Industrial | Active
caf18aa3-6ec2-e211-8ec3-0050569e014e | Pn2u4kVOEwrnW6IsCmJrB8/2p2bZJNPj0dr0MzAqmY69pqWlCvFIiQUsIhmVmbECycj56t4TRMeBPYMoL9qorg== | 2022-03-23 00:59 | Operational and procedural measures supported by a formal sustainment plan to maintain savings (e.g.: Energy Manager) | 5 | Pumps | Available | Angee Watanabe | Industrial | Active
c9eeceb7-6ec2-e211-8ec3-0050569e014e | yoOVDi2YqSrDDRZscy8iJeXr/5RSksUTo3/ZWhxiJxZTJswVGaHIECnM6RhmkBftWSkh3IeUfumtAmptUY+I1A== | 2022-03-23 00:59 | Operational and procedural measures supported by a formal sustainment plan to maintain savings (e.g.: Energy Manager) | 5 | Refrigeration | Available | Angee Watanabe | Industrial | Active
37b29bc3-6ec2-e211-8ec3-0050569e014e | wLl3Vx3UGGIvEJlkfqVrub/DI7ll7GSXhKoxDGA1d1kHeu3HxXGR5NtCGdqoY4m3VV6vFz+Axw+Se2F6Op1VKQ== | 2022-03-23 00:59 | Operational and procedural measures supported by a formal sustainment plan to maintain savings (e.g.: Energy Manager) | 5 | Process | Available | Angee Watanabe | Industrial | Active
4c5a27cd-839b-ee11-816e-005056900b78 | nFwCAQ6n+vY6/hccakthuI4QtWklqf7QpAFMjrhgQGIRXz2yLStcPmMRlVhMn+ww4IbVaJaNzmntobw54ceFWg== | 2023-12-15 19:55 | Organic Rankine Cycle | 20 | Load Displacement - Geothermal | Available | Doina Balea | Commercial | Active
3ed8e8ba-c45a-e211-a855-0050569e014e | ZRMTpm/56x5Eriu9KVuXKN5bo28mMn55A9/kp9xmzXlIWAnTcXwVoOyJbnrZ7rD+znuCn2j8Zd1cmS6JVydfYQ== | 2022-03-23 00:59 | Organic Rankine Cycle | 20 | Load Displacement - Biomass | Available | Doina Balea | Industrial | Active
eca20cc3-c45a-e211-a855-0050569e014e | XeyWbuMz4+lnaJYTpsjpr6uQZyOASs4nkF9ZcsHUBCe2u7BXw2TaO+9ZmH/F42VATISzODYx6lHv8ycKKmjJPw== | 2022-03-23 00:59 | Organic Rankine Cycle | 20 | Load Displacement - Waste Hydrogen Gas | Available | Doina Balea | Industrial | Active
048b10cc-c45a-e211-a855-0050569e014e | Tu9Y5JPbbWq47TgLvJ9/Ykn+LPJDuM8TrX97hwDb4b6rKIi7tWsmmC6oyMntLBgwpedWmSYG00PPQo03WofTDQ== | 2022-03-23 00:59 | Organic Rankine Cycle | 20 | Load Displacement - Natural Gas | Available | Doina Balea | Industrial | Active
1e9502d9-c45a-e211-a855-0050569e014e | YNM0zCmZaDSPsnaRwudN/ekK/1aqVtyUZCMyo66pIjypyRYA2Bm7JjiZmuycOJoV+jm8frogcYHcu5souQOmpw== | 2022-03-23 00:59 | Organic Rankine Cycle | 20 | Load Displacement - Renewable Natural Gas | Available | Doina Balea | Industrial | Active
fc6842e7-c45a-e211-a855-0050569e014e | DVw/mYKnaS3ih8EhNNlLj2R9AiUz32T+ZX3juuMdrnhi+G4iyPAG+tseusYofhm6iNc9kJTjxShBKupSjFyw2Q== | 2022-03-23 00:59 | Organic Rankine Cycle | 20 | Load Displacement - Bio-Gas | Available | Doina Balea | Industrial | Active
45211efd-c45a-e211-a855-0050569e014e | Vum45esjm0vjGdCzPF78fY8p5AWRxX4HWjiJe8zGjkUXXJD1fZXGMUqc8ZEyX3CmCSKg2VzqAKU0ImWp8B1mzg== | 2022-03-23 00:59 | Organic Rankine Cycle | 20 | Load Displacement - Process Heat (no incremental fuel) | Available | Doina Balea | Industrial | Active
9b3fd404-c55a-e211-a855-0050569e014e | A8j+Y8lxbl+eljL8mdyJFGUr6DsKSWSxOelwC0sn81Ou8/Ll/WeHDajD6YITHSt0dyi5VumTWzj7sKQZXT6mjQ== | 2022-03-23 00:59 | Organic Rankine Cycle | 20 | Load Displacement - Geothermal | Available | Doina Balea | Industrial | Active
68a5455d-57eb-e111-8626-0050569e014e | LFThhPoVOqUwJNstA6niC7OrYI5ev8IN22rf1SvoXUw/rC8Odh+i0t13q/s4AZezKEPDt3bieDHWGWb5kt4g1g== | 2022-03-23 01:07 | Other high efficiency industrial refrigeration measure | 15 | Refrigeration | Available | Angee Watanabe | Industrial | Active
436e4134-4feb-e111-8626-0050569e014e | jQx08cTlll82AZ8WKvYHpjNd6DFQwbEn30hlFqZXrIqPEunZvQtqCKFrV2eB8UabBiUu1wuH/TFuHyg6dp64pA== | 2022-03-23 00:59 | Parkade ceiling insulation | 25 | Building Envelope | Available | Angee Watanabe | Commercial | Active
9213c6c7-40d8-e211-98c8-0050569e014e | cojIoUXeuXQkZwEb/3RfpY46oiEwnyVaIO9c53O43a8hAgK0lbW7vI9VAAa6ELYoaFg7hc72XCMrivwR3RNYKw== | 2022-03-23 00:59 | Permanent Equipment Removal/ Decommissioning | 15 | Process | Available | Doina Balea | Industrial | Active
4f839be2-5a52-e911-8130-005056900b78 | GPVt+K1kfuXONpdGn5dRwxapXBWhTjNDvFToIhwcoP5cQvM2aKMn/0NjjsvLT8kIzi2sRhvY/LaQEj88XHl55Q== | 2022-03-23 00:59 | Portfolio Manager Deemed Savings | 1 | Portfolio Manager | Available | Doina Balea | Commercial | Active
1132c887-0712-ef11-8177-0050569043a6 | tvsKn4HJ7ZFXQ3nWcu7ZwR5/KIT05rH3LBVNqWEK/RITMBLm/esB+beQus5jC0f0B7nwhNUi8IbPLxYcW388TQ== | 2024-05-14 15:37 | Preconditioned Air (PCA) Units (Aviation) | 13 | LCE - Transportation | Available | Doina Balea | Industrial | Active
f457376b-55eb-e111-8626-0050569e014e | NK5r2DEI1pBfPUzkLbMQhX2h2JElo2o/MJCPTo86vkPteTxTe9m/FcnbRgxicLO+6WrinYdCdM/1I1WLmLDQ5g== | 2022-03-23 00:59 | Premium efficiency electro-chemical process | 10 | Process | Available | Angee Watanabe | Industrial | Active
dc10a3b3-50eb-e111-8626-0050569e014e | liYAVlqmjDI0FQR8P+5E1aIkwsMtpte1zJz2gvmhb87j/nOero48mlezk2LFpj7VMNKAX0OMt/sbLdWimUwwYQ== | 2022-03-23 00:59 | Pre-rinse spray valve | 5 | Other | Available | Angee Watanabe | Commercial | Active
0d1b160d-04ee-ea11-8142-0050569043a6 | b1YVzNlm5Di1ZmR4JxBs7YvBHqewqKDi3xhvcfahWjr5Ji2cEiHOao/TVy3uPtKSJMBNwxmJYUczG/R7kbF/mQ== | 2022-03-23 00:59 | PROCESS Air-to-Water Heat Pump | 15 | LCE - Swimming Pool Water Heating | Available | Doina Balea | Commercial | Active
49265af8-839b-ee11-816e-005056900b78 | 5tQe6R/8tj6NIAKyTqwQTW9qwO/wem1t1CwjGiLgWjfi1LoJZjdfS5cI1g4y40Act66ueuvBD6ZTOluSLhxYVw== | 2023-12-15 19:56 | Process control affecting operating time by using secured (locked) hardwired devices/ PLCs | 8 | Load Displacement - Geothermal | Available | Doina Balea | Commercial | Active
a84be54b-2113-ef11-8173-005056900b78 | rK1hc4kBwIspqIRC37S9/6mmuIWiCmnN/H0N5vgMT2MiJBWlkjlrol3ptkfdYtU9mHteN1zx7mZbqXuXyzeemQ== | 2024-05-16 01:12 | Process control affecting operating time by using secured (locked) hardwired devices/ PLCs | 8 | Refrigeration | Available | Doina Balea | Commercial | Active
4cecc50d-b8dc-ee11-8175-0050569043a6 | Cgru3MaMXRR7klFiXZZtMtoasu2lTpyYgbjfdJM7pMNzaalzOgnHeyFRs1ueiPj+gSuBQ7Se8lUv9sfxymgf3w== | 2024-03-07 19:23 | Process control affecting operating time by using secured (locked) hardwired devices/ PLCs | 8 | Load Displacement - Solar | Available | Doina Balea | Commercial | Active
62d70994-6b7a-e311-8d49-005056907e1b | cujypOxO5Ec8JTTGIfo8r3ab0Kuw1MxCDBjYueamrRHc5pRr27mI1brubNDk1fFjnq05owMh6/fPx5+DfUgOAw== | 2022-03-23 00:59 | Process control affecting operating time by using secured (locked) hardwired devices/ PLCs | 8 | Compressed Air | Available | Doina Balea | Industrial | Active
91f4b9e1-917c-e311-8d49-005056907e1b | qTcHT5zbaW59oL6LhfnzXpiXqtFj9LMPT7ufwn/j/1QIZOuPTNwoQFg6hZR3KCKDi4TDrs9rY1dLNJAjOw8exg== | 2022-03-23 00:59 | Process control affecting operating time by using secured (locked) hardwired devices/ PLCs | 8 | Fans and Blowers | Available | Doina Balea | Industrial | Active
06bb86fa-917c-e311-8d49-005056907e1b | yXq/22MLIIxSbKXDjDBbGGfIFV+Fl4cdl7qvA8SB3mJVztkTecmVVdxcsO5dpbU2zAeQIF9dxoOxsNL4tVXAPQ== | 2022-03-23 00:59 | Process control affecting operating time by using secured (locked) hardwired devices/ PLCs | 8 | Load Displacement - Bio-Gas | Available | Doina Balea | Industrial | Active
4765331f-927c-e311-8d49-005056907e1b | /pG4+9lGQKRcjcyz8MdKC+TvKh6Zwqz7FtUBP0O/7xcasV6WRVccbVKrtd/cB5nGvud8h/JxDAhenIIvBXWveA== | 2022-03-23 00:59 | Process control affecting operating time by using secured (locked) hardwired devices/ PLCs | 8 | Load Displacement - Biomass | Available | Doina Balea | Industrial | Active
8f260c66-927c-e311-8d49-005056907e1b | hEuzG1WUCf3l2dARTKob6QrWU1aUBVNI7xN2oSS6xMF24xRZI0FANlVWYTDdc+ohXPSz6eymWLp6ZHIkLLdzEg== | 2022-03-23 00:59 | Process control affecting operating time by using secured (locked) hardwired devices/ PLCs | 8 | Load Displacement - Geothermal | Available | Doina Balea | Industrial | Active
24b89e70-927c-e311-8d49-005056907e1b | b5elgszLrwaSeLsjczZfBCj5L5D5hLBUKzaQZ7U2iXPAEp8IctQxPFASEuaFaswLB6sFJ3h6DxYZ7k11qSpnTg== | 2022-03-23 00:59 | Process control affecting operating time by using secured (locked) hardwired devices/ PLCs | 8 | Load Displacement - Hydro | Available | Doina Balea | Industrial | Active
17e7a77f-927c-e311-8d49-005056907e1b | 2wWQ4efW64jdx7i0nuwCo+7nn1PUC5yo2cvHZuZQZG0lkR7SBWqPLYSdD1rnLZJOCVUlpQQvvvriz61K4eVh0A== | 2022-03-23 00:59 | Process control affecting operating time by using secured (locked) hardwired devices/ PLCs | 8 | Load Displacement - Natural Gas | Available | Doina Balea | Industrial | Active
7e528aac-927c-e311-8d49-005056907e1b | wLTnlZ6uSdhwISpoo6t/GMDftpzeUwqauejMu9iOwss3qRvHts9989Gz327P2jsS+WIy4VhAC5d0Sc3xN5p7rg== | 2022-03-23 00:59 | Process control affecting operating time by using secured (locked) hardwired devices/ PLCs | 8 | Load Displacement - Process Heat (no incremental fuel) | Available | Doina Balea | Industrial | Active
e65662f9-927c-e311-8d49-005056907e1b | XqCstMe5HplXhSyzdM8GdwRgmOnI5llsrS7CsGH5AGgvc6BskVKUQkVLrflnWubw9i9O2u+FtmZyhKv/BQnrPQ== | 2022-03-23 00:59 | Process control affecting operating time by using secured (locked) hardwired devices/ PLCs | 8 | Load Displacement - Renewable Natural Gas | Available | Doina Balea | Industrial | Active
a1f5ce19-937c-e311-8d49-005056907e1b | kAxZisDv7EW5yiS3tyMiaYoMPX0gWjrP7XyRRvsK02iBvWH3LAbZFs6uTWWcka7wdBo8BLWEGQh7WaJ8bV4uPQ== | 2022-03-23 00:59 | Process control affecting operating time by using secured (locked) hardwired devices/ PLCs | 8 | Load Displacement - Solar | Available | Doina Balea | Industrial | Active
1bbe2f22-937c-e311-8d49-005056907e1b | WIDu5J27K2VknhXIz7Pc/g3/AtGJCaJj/CICN1kYRoxNJISSnJQmE+3U17fbilQKWN8PiG43vBUmJIV4YJ4wxQ== | 2022-03-23 00:59 | Process control affecting operating time by using secured (locked) hardwired devices/ PLCs | 8 | Load Displacement - Waste Hydrogen Gas | Available | Doina Balea | Industrial | Active
fcea3b2b-937c-e311-8d49-005056907e1b | wI0DNnnEVDnwESCbI99KZGfuLfyLuoxt6UXiavAWvKEAFC1nvqfGt2XYDybeA3klyLa5/pp7QqkHxo107jJnqw== | 2022-03-23 00:59 | Process control affecting operating time by using secured (locked) hardwired devices/ PLCs | 8 | Load Displacement - Wind | Available | Doina Balea | Industrial | Active
38c77e4c-937c-e311-8d49-005056907e1b | NiDVBykt9UWjoRj2hXYdHUgtpuvxChPlliwLWsYcjI5ZUim/Emm0xXoMztkSQDNJgWfobDQ5s53eIj/+Rw71oQ== | 2022-03-23 00:59 | Process control affecting operating time by using secured (locked) hardwired devices/ PLCs | 8 | Other | Available | Doina Balea | Industrial | Active
d964b559-937c-e311-8d49-005056907e1b | TGyBiV1Gh5QfEPDdfBkf7XU3hbXp0svitu3Ngys9F/9dVSHHp6oxInCRrui8RpsMbVQmf/A1efRrG/FcQAIPYw== | 2022-03-23 00:59 | Process control affecting operating time by using secured (locked) hardwired devices/ PLCs | 8 | Pumps | Available | Doina Balea | Industrial | Active
fc38a973-937c-e311-8d49-005056907e1b | 2IabIX7iWTpmVn9QtXZoD4tGMSIbkToy7eFkYC1EOOA9YOuPvUqZF70Rd1E2jv8IvuIK7zIZXmSuSLeontSz4Q== | 2022-03-23 00:59 | Process control affecting operating time by using secured (locked) hardwired devices/ PLCs | 8 | Refrigeration | Available | Doina Balea | Industrial | Active
1a21067f-937c-e311-8d49-005056907e1b | KGbmP1C1xHu3RgIY9AQPjJcwm27p6JHHI5XU9DoiZJo8kz8XcfQCO2zcUr6SD5l0/RMdpFojle1COS6xjjofoQ== | 2022-03-23 00:59 | Process control affecting operating time by using secured (locked) hardwired devices/ PLCs | 8 | Process | Available | Doina Balea | Industrial | Active
eb484d2d-04ee-ea11-8142-0050569043a6 | 6eNJeImShUEMuX2MxN2QTxaw8/DBKj4ZGmTv8RaROpuz1/mNZSxbdETlCAie758LhAgASD+6L+2SErRlFe2g0g== | 2022-03-23 00:59 | PROCESS Electric Boiler | 20 | LCE - Swimming Pool Water Heating | Available | Doina Balea | Commercial | Active
f657376b-55eb-e111-8626-0050569e014e | O+eQIaN9vrkF2B+A3nzjZ0rjCl3VGcw08MdEtaYvHHpOdD0Hrd9Ylu5mfR7pCXDFbqoPZIV2gawM4B6acizOfQ== | 2022-03-23 00:59 | Process equipment insulation | 15 | Process | Available | Angee Watanabe | Industrial | Active
f857376b-55eb-e111-8626-0050569e014e | XKuAhiPEmtkPcFuJk0TS225oB+us95f4tkGqoMFwyUFs1JQgpEcX9p9e+TGFR0lLCH31Oc/UjI3qAUpTt6gGlQ== | 2022-03-23 00:59 | Process heat recovery | 10 | Process | Available | Angee Watanabe | Industrial | Active
36cc7865-04ee-ea11-8142-0050569043a6 | XKbWjs0e99fGar4YTet/Y4Jo024zbqaIZ0YdY/MmV4OvShDznQgJKnZx4uVHAwfNpXhfr9z2P9kdyX/OF12geQ== | 2022-03-23 00:59 | PROCESS Heat Recovery Chiller | 22 | LCE - Swimming Pool Water Heating | Available | Doina Balea | Commercial | Active
0abcffc8-4613-e211-9655-0050569e014e | A4fu9VfgrugEaHvgHQ1m+oDlJp+epTRzr6oXYTJQIAmT9AJia0niSV0+sp+LErXAliAA6cPD5juCqFnwmkmFGQ== | 2022-03-23 00:59 | Process HVAC | 15 | Process | Available | Angee Watanabe | Commercial | Active
b2c61fd8-4613-e211-9655-0050569e014e | iV/zoca5WwKteV8rAZL7Nphr8jqd12chsylcuBzcbLrPBZdbMLcQkSasqL7CuMiBZhD/I9FMB7fNxaTZ1IRmnw== | 2022-03-23 00:59 | Process Load Reduction | 15 | Process | Available | Angee Watanabe | Commercial | Active
25442b97-04ee-ea11-8142-0050569043a6 | Ilq91iRFSQQMtzKKjk0uzMv16r1mUDMWzaS1JGOEkNgcZ/fAfKg8JDDgkYi9tlnsYnXQxNa7OSJ2pTbwTxvw5Q== | 2022-03-23 00:59 | PROCESS Rooftop Air-to-Water Heat Pump | 15 | LCE - Swimming Pool Water Heating | Available | Doina Balea | Commercial | Active
722a5cb6-04ee-ea11-8142-0050569043a6 | E1ZUQ0E20F9HU1/yghKj04HwuoA3nWoqdsP1ikD9uayGItK0W0AmlWa2dYGecOs4atbkve+M07+28HLQTiwmfQ== | 2022-03-23 00:59 | PROCESS Water-to-Water Heat Pump | 15 | LCE - Swimming Pool Water Heating | Available | Doina Balea | Commercial | Active
fa57376b-55eb-e111-8626-0050569e014e | F9FZZfZMxOOpiEna3AZarQ+4oTPX7uqDWUracIM3CEb8hFdbD9oo7OMh/Sst6ocGRCGN/juhcD5axh3skIFTaw== | 2022-03-23 00:59 | Production rate effect for time of day pulping | 2 | Process | Available | Angee Watanabe | Industrial | Active
80e0f91f-8214-ef11-8173-005056900b78 | LjTzncj9f5lT9jY8JqH1la8UiJH/oJ9K/0sa2p5/3P1St9G34D+X73uMDYSjOohjQhA5MAiz8wGWTiZq10BEww== | 2024-05-17 19:18 | Programmable/ Smart Thermostat | 11 | HVAC | Available | Doina Balea | Industrial | Active
04a2f2ad-d474-e811-9a34-005056907e1b | Eqsq3hiT0pB5pXzBaJhzrZb7I0e39CyIf/T0L/piDtVz9uGaT8S6oXaABeEXS1h5nov2w/YbUeAKwSZex/PQ6Q== | 2022-03-23 00:59 | Programmable/ Smart Thermostat | 11 | HVAC | Available | Doina Balea | Commercial | Active
0bebbf70-2c1c-ef11-8174-005056900b78 | ydNQw2Qgciq4zvsEK3sSItLylJnHePN5HSp+gsxqaR+8YZekaUvhAgYTUD2upZaYu3umfbb3FS8iThaQrEv80g== | 2024-05-27 13:24 | Rearrangement of Process Equipment | 15 | Process | Available | Doina Balea | Industrial | Active
3a5c2208-09b5-e311-ba6a-005056907e1b | 05onyyp0YHZj86JUcj7z4B/AdfNfJpRtIaEywsj4GQQRwHM5/3eNYUBsw8LUJzpGyLJqTW0zfnlL5x91CJ3cVA== | 2024-05-15 22:25 | Rebuilt Turbo Generator | 15 | Load Displacement - Biomass | Available | Doina Balea | Industrial | Active
d9955620-09b5-e311-ba6a-005056907e1b | ckRvqXYaCqj8zDlIaC4uADdBMyA9oDLQcmkkfV/2Cj1JykjyKMDd2JVA2de5M2vpxmPJSdRCOpQNxxqnulsCeg== | 2022-03-23 00:59 | Rebuilt Turbo Generator | 15 | Load Displacement - Waste Hydrogen Gas | Available | Doina Balea | Industrial | Active
b877a62a-09b5-e311-ba6a-005056907e1b | dAQx09eR+pvqwYwy3i+padMTHS2I0by4/uPAOUi9tItEiXkY4wrfGx3H9l0TbTJUuPY1PQFeKjky1CVyffd+mw== | 2022-03-23 00:59 | Rebuilt Turbo Generator | 15 | Load Displacement - Natural Gas | Available | Doina Balea | Industrial | Active
077ae536-09b5-e311-ba6a-005056907e1b | TPrkuigF4f4XbksRyJWkkq0S+8ys8vzQEE+R1XzL62ng4PptIejLWbq8C5TzlqM7Fic2gfXMExigZk67kfhasw== | 2022-03-23 00:59 | Rebuilt Turbo Generator | 15 | Load Displacement - Renewable Natural Gas | Available | Doina Balea | Industrial | Active
7fa02b43-09b5-e311-ba6a-005056907e1b | 0DZKdYS24chxvhedx7MMNU3VOaUTmn+HGWedCttH7V6RrEIvm62EknIxK7EIL4/AoSARIi/MBsbHjqHaNdMjIw== | 2022-03-23 00:59 | Rebuilt Turbo Generator | 15 | Load Displacement - Bio-Gas | Available | Doina Balea | Industrial | Active
5399b651-09b5-e311-ba6a-005056907e1b | Qp068OZeNeOMMWVv4YyX7IdXaAouASd7qgpL0sx6OZNqkD3MSJ5v0WTiJv4Q5tiqHpvQLp8xfY8FX8JThJTLqA== | 2022-03-23 00:59 | Rebuilt Turbo Generator | 15 | Load Displacement - Process Heat (no incremental fuel) | Available | Doina Balea | Industrial | Active
b057376b-55eb-e111-8626-0050569e014e | ehTnGCbZGqOkoYBfz2RZD6npRe9/lsPFD99s0QKDPNEVPWZgvFmMnhyJm/jxUp4eOd5erkzfxVt0tY3PrrWEvQ== | 2022-03-23 00:59 | Reduced header pressure | 10 | Compressed Air | Available | Angee Watanabe | Industrial | Active
66e7c433-51eb-e111-8626-0050569e014e | omtK29FdPQ9jwmfKeR93a+ulrc7nqymdiB3g1X1gXN3woau4jllCs1XkGxv7oaZkKUDoonFX7GHH1SRyiGKdDw== | 2022-03-23 00:59 | Reduced standby losses for plug load | 10 | Other | Available | Angee Watanabe | Commercial | Active
b0c7d6d7-8113-e411-8956-005056907e1b | ckQInqou7LCjIGPgd3B9WXCntzQsvO/ZDTLSfEjczD9Ly83nB8AxnfbGOkZAwdlKeh4yR3Vrdx9uknye2jsuXQ== | 2022-03-23 00:59 | Reduction of power losses in Transmission or Distribution Lines (by voltage increase and/or conductor upgrade) | 30 | Other | Available | Doina Balea | Industrial | Active
fc57376b-55eb-e111-8626-0050569e014e | PbTPkRg+BJq8r9SKc0/9z5ciELpdoRf5jlT+YBQSSSrMbCJIh6zYmP59LXBIu/7DK3R0REOlRVAw3bqgq3CQkw== | 2022-03-23 00:59 | Refiner heat recovery | 10 | Process | Available | Angee Watanabe | Industrial | Active
fe57376b-55eb-e111-8626-0050569e014e | 6emsVHuSPEsvfAvFQlLI+zefHileZMGlzz6ivzwU7yE5ozB7mdO+heyaLPnHLhetuDu5ur68QuCeHI411qvMqA== | 2022-03-23 00:59 | Refiner plate segments | 2 | Process | Available | Angee Watanabe | Industrial | Active
d13f0674-57eb-e111-8626-0050569e014e | AMMsTpTJEYnT2ZmTur1XVKqGno4PeZkQPWHm26fONQPZCNKD3GQY5Lsx3ux7dQ85NN4cm3hsCqZHjFs2puH5QA== | 2022-03-23 01:07 | Refrigerated space envelope retrofit | 15 | Refrigeration | Available | Angee Watanabe | Industrial | Active
f0023965-51eb-e111-8626-0050569e014e | L5pEWFW5PA3KprqADJGG9vyckNPawFEcfx56/g58v55jZdQ8hx4X2iQcsh+nC5sUYqN0o6WZSY345d/hgbpALg== | 2022-03-23 01:07 | Refrigeration low emissivity ceiling | 20 | Refrigeration | Available | Angee Watanabe | Commercial | Active
0dcd31fb-51eb-e111-8626-0050569e014e | bY4MmlN3qkGWyJ/Q3U/NdQJsOjVJE9gMjh36I5J8oae8iPLA5dbrX3PNIlvYKwIeJ96TK+W5YTZ3WlqizcDeeA== | 2022-03-23 01:07 | Refrigerator display case with doors, low/medium temp | 12 | Refrigeration | Available | Angee Watanabe | Commercial | Active
888ec90c-52eb-e111-8626-0050569e014e | nR+7mXNWsSYEOmY40XrdPc/EsmCU4Rlz29XGoV180kzrtYAzCZ1Gw5yZonqPmnELC76zi3TG5IenKz187l8Zrg== | 2022-03-23 00:59 | Refrigerators | 12 | Refrigeration | Available | Angee Watanabe | Commercial | Active
ec94b90b-57eb-e111-8626-0050569e014e | Q1LMMHx0SHeYdiY6MipUBiN0wQqsBrbySDa7vfEJed7rXXgtQTtacMN3XGP/w/oUo1An3v4jsNyajWQiFjjmWQ== | 2022-03-23 00:59 | Regenerative devices | 10 | Other | Available | Angee Watanabe | Industrial | Active
5eab7817-8314-ef11-8173-005056900b78 | OMEQZeBR2Q81CnI9iFkH8i92Zut3BEpQXQOZIXXjJyqKkk+qCI0YlAuOfvDhVXW3BMtwdA5ieegEi/s+U1FjaA== | 2024-05-17 19:25 | Renewable Energy (solar thermal) | 15 | HVAC | Available | Doina Balea | Industrial | Active
1da0b6bf-4613-e211-9655-0050569e014e | Fv4ucNzik3jDxpqXCdY1f405SQJyyuFehF21PE/hh5CuZM7p6BCpj85lj8LHhQajZ415KKMAMgF8aH1jOUR2YA== | 2022-03-23 01:07 | Renewable Energy (solar thermal) | 15 | HVAC | Available | Angee Watanabe | Commercial | Active
0fa0b6bf-4613-e211-9655-0050569e014e | Ta2LXdjoKw26jpvzYiBkFpirUHAcOuuhYU0CEylbXrwetJ37C59HFUhZqFeuy50cTNXSKuhhdVHkXtpiNr2nTg== | 2022-03-23 01:07 | Roof Insulation Increase | 25 | Building Envelope | Available | Angee Watanabe | Commercial | Active
4d362c67-8d14-ef11-8173-005056900b78 | GxRaYpaVpScirxTFxSuEF4Yj9aUe64P4rjGztF+v0RWPDHB2kwzET1UjRqSmkWjKp1sjcfUh9OZ0iBMJT2ZOgw== | 2024-05-17 20:38 | Rooftop Air-to-Air Heat Pump | 15 | LCE - HVAC | Available | Doina Balea | Industrial | Active
05e34b63-fa64-e811-9a34-005056907e1b | z9zuPAwTlLP4Zu90My5LUyY6ezWt8bedwFD4IY0K6Mv941mI56/mPuZ0fPCLGMxu7iXLpwWNU7mXOpj1d/3oxA== | 2022-03-23 00:59 | Rooftop Air-to-Air Heat Pump | 15 | LCE - HVAC | Available | Doina Balea | Commercial | Active
53604efd-fc0f-eb11-8143-0050569043a6 | ntR+ypQcudux/8CWScbrfZig/eb+YLDS25oLuxBL4NhqEZQBmVjerEogemEzUqx1QEGh87bwz5RKT9magHOJDA== | 2022-03-23 00:59 | Rooftop Air-to-Air Heat Pump Make Up Air Unit with Electric Backup | 15 | LCE - HVAC | Available | Doina Balea | Commercial | Active
01d62518-fd0f-eb11-8143-0050569043a6 | NhsTPk0j/BI8iCdSoID8F1joftDZJPNiWUcD7ZCo1JnXwJLLlpsCnNVABJ0UIlJ7kqwgkgWsOdLQW2+hJY2oIg== | 2022-03-23 00:59 | Rooftop Air-to-Air Heat Pump Make Up Air Unit with Gas Backup | 15 | LCE - HVAC | Available | Doina Balea | Commercial | Active
20888c94-fc0f-eb11-8143-0050569043a6 | VSF8MC4bfMPhoOAgGocoTxPjESGSPySQ6w63vUdRV7fI5cQHMU8KBdSH0oKnydi5QqZxcktC+0z9TlaD1u3qXg== | 2022-03-23 00:59 | Rooftop Air-to-Air Heat Pump Mixed Air Unit with Electric Backup | 15 | LCE - HVAC | Available | Doina Balea | Commercial | Active
7ca0acde-fc0f-eb11-8143-0050569043a6 | 4d3C/aCICldsNKuP/Q/7aPAHZiA5HHgZVv7preTTFbDsgouXwwZ6mH1a1aJG3JpRC1i5aCohrgW8wDpSBcg9+w== | 2022-03-23 00:59 | Rooftop Air-to-Air Heat Pump Mixed Air Unit with Gas Backup | 15 | LCE - HVAC | Available | Doina Balea | Commercial | Active
77a17b12-fe0f-eb11-8143-0050569043a6 | Rf7KN1FtLU1xtpPrdwI475G9VU6HCGx09g9/ZBDR4EX/l/NIa/CdZFOF1jqtIM/HDeDYFCW2hFGyb7gVKQnJBw== | 2022-03-23 00:59 | Rooftop Air-to-Air Heat Pump Mixed Air Unit with Gas Backup and High-efficiency (>75%) HRV | 15 | LCE - HVAC | Available | Doina Balea | Commercial | Active
079d2a07-9314-ef11-8173-005056900b78 | xLcV0U4Ojk6c1R0XSGM4EOi/IaQ+YH2WqmOSMZOf2DO+GxARWuOH/JEcY5OHVqnnsCw69CoY1RG2pGzEbN/WeQ== | 2024-05-17 21:20 | Rooftop Air-to-Water Heat Pump | 15 | LCE - HVAC | Available | Doina Balea | Industrial | Active
ead16276-fa64-e811-9a34-005056907e1b | n70XWQeQHBXfqKw6zhrT+uNp6sm/0p2Q4s12Z4VIBJPtotDQH/Ok8pxd6noM8Oh4PxsXfmZuPN/SNNWCQ4lwkA== | 2022-03-23 00:59 | Rooftop Air-to-Water Heat Pump | 15 | LCE - HVAC | Available | Doina Balea | Commercial | Active
596e4134-4feb-e111-8626-0050569e014e | aooXFipbBf7www3j75JJuc7nn8ak+RxsDSvEwN1gBtOjkQBP4SOUuG04xCet+6KlWKtGaRPo93yLwE/TlzPlsw== | 2022-03-23 00:59 | Screw or snap in HID lamps | 4 | Custom Lighting | Available | Angee Watanabe | Commercial | Active
82692f24-58eb-e111-8626-0050569e014e | OqbY8xPtDKCT7G9l3HyLZhMahGLxOv2PMIeesnwsiVre9gb4zgfT9NF6Hn5M71ZikyBJnM3YGWkVU2mwR47afQ== | 2022-03-23 00:59 | Screw or snap in HID lamps | 4 | Lighting | Available | Angee Watanabe | Industrial | Active
0b606157-2826-e811-aa93-005056907e1b | hfEZoTaoO/7UEIj41WzaXJ4Jx7Fk5BoCZp/77HZDqxXzc4TOpRbM+wZKzpAy4XwYS/O0swf4XyYxssPQsyuHPw== | 2022-03-23 00:59 | SEM - Deemed Modelled Savings | 1 | SEM - Industrial Energy Manager | Available | Doina Balea | Industrial | Active
fac01288-5dbf-e711-8b5b-005056907e1b | m1mGqaOguLmsG8k+cG5fEaTgGx8R3qvHqc3rO0aGYm44GK3qViWICw6YhEFIsr25p6PRjJlmzOaKRuK8lx5JJw== | 2022-03-23 00:59 | SEM Cohort Model - Operational/ Behavioural Measures Supported by Formal Sustainment Plan | 5 | SEM Cohort | Available | Doina Balea | Industrial | Active
7048ab70-5dbf-e711-8b5b-005056907e1b | 9ZnqFLlRYYrNhVH3fP0CGJ3P0B3cCVZKIbrda5gH/lWVbcqE9SBM98+vH9JJtJ4a8HSbibtEz6a3IGF2EwJVoA== | 2022-03-23 00:59 | SEM Cohort Model - Operational/ Behavioural Measures without Sustainment Plan | 1 | SEM Cohort | Available | Doina Balea | Industrial | Active
736e4134-4feb-e111-8626-0050569e014e | GK9HRELIdemtfDjkIkZpmJhrjPribuV7WGldnNz3QDt5CXffUzZPstNf4cGj+9PXwcSGcF+18Nv0KLdCcuO+qQ== | 2022-03-23 00:59 | Server power management software | 4 | Green IT | Available | Angee Watanabe | Commercial | Active
616e4134-4feb-e111-8626-0050569e014e | DLgRa9Qg9bpb/CxG+8yKDFrPjN97sMbsAeegZZ98MZ2tFeYymB4dgD7S5bxNxDmV1kIv39OMljOsXdE3KJLBCg== | 2022-03-23 00:59 | Server virtualization | 8 | Data Server | Available | Angee Watanabe | Commercial | Active
cfed3051-3bf1-ee11-8176-0050569043a6 | BY8litLEH2XYGddWnG4htMky+MXjQNd/eT6DopMX+kvrVgbeY1xQN8mJXEFex67eblrmPDytXGsQ3jUO6HQK5g== | 2024-04-02 21:53 | Sewage Heat Recovery Heat Pump | 15 | LCE - Domestic Hot Water | Available | Doina Balea | Industrial | Active
0c5eb767-fb64-e811-9a34-005056907e1b | fZjbuCZQp95nyX+AXAdR7plJvHrYT1ZWm8wec++ymQSjIslK9nFfbel3X7oedczcmmmR6DnTJoq/1uj1a8jBTA== | 2022-03-23 01:07 | Sewage Heat Recovery Heat Pump | 15 | LCE - Domestic Hot Water | Available | Doina Balea | Commercial | Active
17a0b6bf-4613-e211-9655-0050569e014e | KrTPhMSUJWYFN91q7iPEJu8XeXTtcueZ7S13MuAkz4PRA1eJgYRCSRBAdq66HfalbHw/fZYXmbifFUmrDeaIwQ== | 2022-03-23 00:59 | Shading (concrete) | 25 | Building Envelope | Available | Angee Watanabe | Commercial | Active
15a0b6bf-4613-e211-9655-0050569e014e | RX5Qi6T/HaR8PXnflPaIybHOHa9HdeEJO7SFs1lHPNgFjKD8lOCyK36EbN3s+DfCcZ3COsBgnh4nByG3RC/FCw== | 2022-03-23 00:59 | Shading (motorized) | 15 | Building Envelope | Available | Angee Watanabe | Commercial | Active
94375eb4-c35a-e211-a855-0050569e014e | NA6ORygnI80wrTd1fRFr4NP+1+RosgeMvxcqp/gjdMpyDJyyyvxW16fd386UH3qb07kTZp4O4wcD+p59D21Rpw== | 2022-03-23 00:59 | Smaller fans and blowers | 10 | Fans and Blowers | Available | Doina Balea | Industrial | Active
d21e8c63-c35a-e211-a855-0050569e014e | Rxu0JhMTIkjR8IFmj4SK6d4P8TnOzW6VhVNaZ2FnbAFhgkhIt1g+MxqmqnlTEMcI3gRuDtgOAhECBGwoyUbtYw== | 2022-03-23 00:59 | Smaller Pumps | 13 | Pumps | Available | Doina Balea | Industrial | Active
676aa7af-b8dc-ee11-8175-0050569043a6 | LWQ3cocO+sBivHEqAd0cIi3rBd2S3eX+NJ6dsnbcoxPVwKfWCH/wLOC9kGdL6LJf6rhJVAIyENtploxqwmk4qw== | 2024-03-14 17:00 | Solar Panel PV | 20 | Load Displacement - Solar | Available | Doina Balea | Commercial | Active
7bf96b5a-c65a-e211-a855-0050569e014e | AwRaoMWPhJFD9aLjnR4if8yjnZKCTdcCCw3m/hNrDtuEAoz9pUo7AIh6PxCyDI8Vr8guXZeJjn8Ey0K1RSeDpA== | 2022-03-23 00:59 | Solar Panel PV | 20 | Load Displacement - Solar | Available | Doina Balea | Industrial | Active
eb7e6249-b9dc-ee11-8175-0050569043a6 | yPcB6XNvjWaqkULbYdV9WtiLp9A1oaxdK81L9S1tXp5jrYPOs+nvMilQCUxNXktmGZ8EfrycJy+us7Nc0Aa3sw== | 2024-03-07 19:31 | Solar Panel Thermal | 20 | Load Displacement - Solar | Available | Doina Balea | Commercial | Active
09f3d168-c65a-e211-a855-0050569e014e | GPnhm8kZjFKQRd1BX22dn0g0DMq3OaUyjhyStHAYUfPzV3D0IHwUCVLs8rILMUrm9ZJaOZ1S3sO0qVjrqYPPdw== | 2022-03-23 00:59 | Solar Panel Thermal | 20 | Load Displacement - Solar | Available | Doina Balea | Industrial | Active
0258376b-55eb-e111-8626-0050569e014e | 201WN54EmjJSquO0nPTp8hLd4ZCyE3sFE5sB4l8l7zUkS6ScKzo9HVSI42yRZ4ThqxosyJuJtT2398A0zEwRRQ== | 2022-03-23 00:59 | Steam traps | 6 | Process | Available | Angee Watanabe | Industrial | Active
baae4bee-51eb-e111-8626-0050569e014e | S5WwQNvVnPSlVCFlfOncjs5ul7ho5viYSTUXvaIlxgH0fj8UL3+xjuI6A7AxCJs6w4a1CkUC/vjAC0XBfEi7xg== | 2022-03-23 00:59 | Strip curtains | 4 | Refrigeration | Available | Angee Watanabe | Commercial | Active
b257376b-55eb-e111-8626-0050569e014e | ymj5hODpKlk5+xTciMdXItSnSCHGJUVAgnJNbTi7WrdIgZ2vcr2TXuetPzT8bfCWLVsf/IJCFccNQiERhdn0rg== | 2022-03-23 00:59 | Switch from compressed air to a more efficient end use | 15 | Compressed Air | Available | Angee Watanabe | Industrial | Active
0b4924b3-641f-ef11-8174-005056900b78 | Xu0ZE5SuKHXFfbvxnPoji4pvIuDet3+VltROpoWtKGc0ZbvthasskMlh4yMCoAvyhRKo+3061tsJqPU+GLwiNg== | 2024-08-14 16:57 | Synchronous Belts | 10 | Motors and Drives | Available | Doina Balea | Industrial | Active
0c057624-57eb-e111-8626-0050569e014e | lj4miQv8LenPFAPG/6+aUO3gDcn9f4khchtEQz80SE1vuWUNiG2v3nWapYfegF3RWYv8XGlv4yqMTtwOKU5waQ== | 2022-03-23 00:59 | Tailings piping modification | 10 | Pumps | Available | Angee Watanabe | Industrial | Active
edef1ab5-5045-ef11-8175-005056900b78 | 0bMXpXR+5J8blgehps40frKjzWx8ajkaYuL7VP9YrtTl7+ocPQAQwpHjLXkM3bAvFqoI++SVJoyfYXTftfWptw== | 2024-07-18 21:57 | Thermal Storage | 10 | Energy Storage | Available | Doina Balea | Industrial | Active
156ee378-5145-ef11-8175-005056900b78 | 1QGXRWpSLLhFAwNnMbdmtADxlbr/toeFuxbTXswYB/hfI3rTqKXX0RWtzDbohddLZK+/dwsa84qpbSvuQAUBhw== | 2024-07-18 22:03 | Thermal Storage | 10 | Energy Storage | Available | Doina Balea | Commercial | Active
6d47a93b-e810-e311-9e5c-0050569e014e | FR2+5eiuvvb3Hy/8OOUTo3KBBvUtWHGW+hLSF1W7FFBUDw8L2Qg3x9MagSRvocBbKwjIyRMk/zfJb2MozSyZjA== | 2022-03-23 00:59 | Top Tier Energy Star IT Equipment | 4 | Green IT | Available | Doina Balea | Commercial | Active
8aefae9e-fc99-ea11-813e-0050569043a6 | oApHcvnGBGjh4o4KpgmzC5eqj0aUGGRYrfJXKcBTTkvoD3A897g2XEYMbAY+jqx+EJ6WYKT9sbfYOkEifZuahA== | 2022-03-23 00:59 | Tubular LED Lamps | 15 | Custom Lighting | Available | Doina Balea | Commercial | Active
b76b66fa-fc99-ea11-813e-0050569043a6 | uWQRwVpcUlvSuy7DplF7JoOQbLOon/t52F/tge6gfgVxDf0Yt66haIx2tqeRhKrmQOysuqXBnHoNkB68ZtgP6Q== | 2022-03-23 00:59 | Tubular LED Lamps | 15 | Lighting | Available | Doina Balea | Industrial | Active
17d02d7d-c65a-e211-a855-0050569e014e | 0Z2abmvE6PaDzt/40cz95ziLe7owMwli9mw5pLxE12hmJrORWFiD/Zj9LtJG2tG5INGNz8rXCD2qaL67X5S8tw== | 2022-03-23 00:59 | Turbo-Generator | 20 | Load Displacement - Hydro | Available | Doina Balea | Industrial | Active
756e4134-4feb-e111-8626-0050569e014e | Zj++5j8x7x/qkjvKcaSeEvdXgmEcCopru7Q7TkWZ2fSHm7pMeVIk/ShGf+oPd0JEH9T8VwdmPKriIBLQVEblVg== | 2022-03-23 00:59 | Uninterruptible power supply | 16 | Green IT | Available | Angee Watanabe | Commercial | Active
0d059872-4217-ef11-8173-005056900b78 | Y5h1W6csf/kWrlATzZKhptQsOtIto4RS/jqdC0pnT6Z+uASEm3R03N6ad1Rn97GxdpuEw0CO4yyBJO4bQw1RBw== | 2024-05-21 07:19 | Variable Speed Drive with a Programmed Set Point or Controlled by a Feedback Signal from a Process Variable (Not Operator Adjustable) | 10 | Process | Available | Doina Balea | Industrial | Active
c92db475-3a29-e811-aa93-005056907e1b | nW6vFvSqSR8n37Z3Xv+8sIEsFOxw814t99vIixuj4euK5OIRZP6KwuuaqYnOkMdYqIEFpQSkJHb5bfV/fbbDdQ== | 2022-03-23 00:59 | Variable Speed Drive with a programmed set point or controlled by a feedback signal from a process variable (not operator adjustable) – Air Displacement | 10 | Fans and Blowers | Available | Doina Balea | Industrial | Active
b489176f-2513-ef11-8173-005056900b78 | N3qwwd+lHlTgoJnvogavy1mn2iEa/6ZfIy0OZNPduNMxvKjaRtirsMd+bQPn+RJ5W7hviWp2iuNkG/dPDxjjJg== | 2024-05-16 01:42 | Variable Speed Drive with a programmed set point or controlled by a feedback signal from a process variable (not operator adjustable) – Compressors | 10 | Refrigeration | Available | Doina Balea | Industrial | Active
69189bbe-2613-ef11-8173-005056900b78 | Z7vxtQoS+12/74LV1wcuWgBkN7Y9M0A23ZriA0rODWbJFm26G2NzEfE2HPDquWJ1V5HRRLbwF7PMtJDs+uRHSA== | 2024-05-16 01:51 | Variable Speed Drive with a programmed set point or controlled by a feedback signal from a process variable (not operator adjustable) – Compressors | 10 | Refrigeration | Available | Doina Balea | Commercial | Active
59f0b0af-6a1f-ef11-8174-005056900b78 | dKGwar2iVA2kSpzUAj7V5R1WUKGd6aDbhCF6FlDe1w4vPGHKZygB2XhlCQBdk7djf7joLNtEjILNS4ctJito8A== | 2024-08-14 16:55 | Variable Speed Drive with a Programmed Set Point or Controlled by a Feedback Signal From a Process Variable (Not Operator Adjustable) – Conveyance | 10 | Motors and Drives | Available | Doina Balea | Industrial | Active
948df1fd-1e74-e811-9a34-005056907e1b | Lo0MWXvbYr4PJebJfGjKPvsHhrG1EUVccjH43IOg3pESCo/TrMwRQxXnRy5L9iBzqURFbPyyPtHRVD0xur7FHA== | 2022-03-23 00:59 | Variable Speed Drive with a programmed set point or controlled by a feedback signal from a process variable (not operator adjustable) – Natural Gas Compression | 10 | Natural Gas Compression | Available | Doina Balea | Industrial | Active
9d8b7ef0-3929-e811-aa93-005056907e1b | Z1AGZbTFfYm+iQn77+zvohAzx4jn9SeACOEfKkCQUKUHqHvg8nJW6FvjalENeInZDxlmPrYjC+Jzyf6PlTEV2w== | 2022-03-23 00:59 | Variable Speed Drive with a programmed set point or controlled by a feedback signal from a process variable (not operator adjustable) – Pumping | 10 | Pumps | Available | Doina Balea | Industrial | Active
b814a079-9abf-e511-95b0-005056907e1b | YjN0Cat3XAEYEeiGasn5Tu0ZEavpoYMtTKq3rvMUut1nqcI6JVzdqrIOjT8vb96E72ezYsKiyUP//d23sx5Wsw== | 2022-03-23 01:07 | Ventilation control upgrade | 10 | HVAC | Available | Doina Balea | Industrial | Active
3d6e4134-4feb-e111-8626-0050569e014e | rbKmJXDjPHemjIY5RaeR2bXwIKGBLKL+4D6CR54UaBRei5Awfp8wenI/hC/sR3xIRgS9byu0xayyAaO0zr5wwA== | 2022-03-23 00:59 | Ventilation control upgrade | 10 | Advanced Energy Office | Available | Angee Watanabe | Commercial | Inactive
a76e4134-4feb-e111-8626-0050569e014e | R84xHdA2+0WPqP1ThspFNh08gQzhseKZQJw6pG0FkUYk8TpokkFOQesWWgPVyx9Gkmt50jENaQgS6ef8t98jvA== | 2022-03-23 01:07 | Ventilation control upgrade | 10 | HVAC | Available | Angee Watanabe | Commercial | Active
0658376b-55eb-e111-8626-0050569e014e | Y04XkD+Yn7Jh37jU3JUlrQvAcw7g9c8zVA1FdxtngwYfmCfVDkaXGpgsGHqvaxYX+LxMa+5iESiK+G0eR9hqQQ== | 2022-03-23 00:59 | Vertical axis grinder | 15 | Process | Available | Angee Watanabe | Industrial | Active
65d0e205-e810-e311-9e5c-0050569e014e | hMn5KGq/esUb6OSz7OE5eFIePu/Aktz2Whrq5YZpYNTds366uG0jPBarPM86nIgri/e0pQnMW/wtMDY/YYco/Q== | 2022-03-23 00:59 | Virtual Desktops – Thin Clients | 4 | Green IT | Available | Doina Balea | Commercial | Active
ecae7f91-0d2f-e411-b477-005056907e1b | sg7RrSNRcUaKNFN7RuqSlZ34t82hZrzwRqQ1CD0mCpkoc+MGszxVIiZ3ZV+m040vWZSA0zsHxDgF6DlWLFXunQ== | 2022-03-23 00:59 | Wall Insulation Increase | 30 | Building Envelope | Available | Doina Balea | Commercial | Active
9aca0ec6-df0c-e211-9655-0050569e014e | kGX0E/3Be1OnFKSwaStosGkik518b3Ync8PuCPHDu/tFobQXKati3sr82Tr1AXEtwF6lBDnQO3naVeyYEs/pqQ== | 2022-03-23 00:59 | Waste heat reclaim | 10 | Compressed Air | Available | Angee Watanabe | Industrial | Active
c693f088-9abf-e511-95b0-005056907e1b | xrcJUyx0H5lJjJKEx6h/7B+2+jwGHeYmo7PJXGpGSGGMI3B7TM67MLdXW5EP/CT2A5vC5KdLx7FMIWt0FSv71Q== | 2022-03-23 01:07 | Water distribution piping retrofit | 18 | HVAC | Available | Doina Balea | Industrial | Active
3f6e4134-4feb-e111-8626-0050569e014e | pXkE0SXStOX0XfVSzxLeMBs6WVlvHgtQCWZ6vfxLJaNG3MIHoEDvSqj9cZyxBTWuhriN0Uylfe4heC8urZrI0Q== | 2022-03-23 00:59 | Water distribution piping retrofit | 18 | Advanced Energy Office | Available | Angee Watanabe | Commercial | Inactive
a96e4134-4feb-e111-8626-0050569e014e | b3lbxMpEPp5mqbwQ8eJa4a9FuJKUE20bgcbwxHeeVFTZKBiRFWd7qN83RMZA1UU96pToyJw1/1dC3gWggG35fw== | 2022-03-23 01:07 | Water distribution piping retrofit | 18 | HVAC | Available | Angee Watanabe | Commercial | Active
cfe09969-99bf-e511-95b0-005056907e1b | zRG61ony0M4M5jEzJfHaNMVp0MC7sDDXQGVHnwGPvW4Kk8f/LofG18AYXF1ntcl7giQb+J1osmwNkcmB1d3fRg== | 2022-03-23 00:59 | Water heater controls | 15 | Domestic Hot Water | Available | Doina Balea | Industrial | Active
6d6e4134-4feb-e111-8626-0050569e014e | 1QrHICDYIpYDcq1gPkNZfYqdDFeHCzBzpKOkEfKI2TsTiID1r+WA/bsfUkv9Fg1LHaergg7iK+QhoTWY5NX2gw== | 2022-03-23 00:59 | Water heater controls | 15 | Domestic Hot Water | Available | Angee Watanabe | Commercial | Active
191052a5-9314-ef11-8173-005056900b78 | ltUh0SSWI8tfZVFVI8ZoN3dFWGixk3sabfdXa7JQFKyYQg7ahZq+BYL25cnDyBB87hr46Lbrpot35HSs4x/pFg== | 2024-05-17 21:23 | Water Source VRF Distributed Heat Pumps | 22 | LCE - HVAC | Available | Doina Balea | Industrial | Active
f71f10e9-fa64-e811-9a34-005056907e1b | u1+96jSJHlEojP/r3ma9WWgMTxDErPqS/e351D093CEAjUiN2LF8h+ogd2d4iyb1CtdD59FUO9N0wbldohyX+A== | 2022-03-23 00:59 | Water Source VRF Distributed Heat Pumps | 22 | LCE - HVAC | Available | Doina Balea | Commercial | Active
d37239d9-625a-ef11-817a-0050569043a6 | xP9BOaopT0Oj6yuFi08ZmVb2O3pm8vxMdkLn96gDukDUsDkFMo0z8yAnnKCS8xehOYzK+xmTG+gkX52V97yO1Q== | 2024-08-14 17:30 | Water-to-Air (Water-Source) Distributed Heat Pumps | 18 | HVAC | Available | Doina Balea | Industrial | Active
d625641e-635a-ef11-817a-0050569043a6 | hBNXtCJxagDjrAJhd/ndeB2zFeB8GUUfCPwzx8UkjOrfs+0uZ+6gakeO5bkheEV73Q0Y5YTXq5FfAY1zAnq+Zw== | 2024-08-14 17:32 | Water-to-Air (Water-Source) Distributed Heat Pumps | 18 | HVAC | Available | Doina Balea | Commercial | Active
924b3f64-635a-ef11-817a-0050569043a6 | /oFF8NpWwCZobU7V+uF5lmRWb9LxIxhP/OXNH7zfpSAb+IOrkv7peKORKH58gwRI7S8NELNzdeu5yQuox+iC/g== | 2024-08-14 17:34 | Water-to-Air (Water-Source) Distributed Heat Pumps | 18 | LCE - HVAC | Available | Doina Balea | Industrial | Active
7c13d596-635a-ef11-817a-0050569043a6 | +jo999DgJt3/p/Vguu00Yt2aHyxmWD7pJ2xgQzZD0JNQ0MiA7lonAdQ6ZhdCdkY5wg7DfYfCsy+azaH0c68s4Q== | 2024-08-14 17:35 | Water-to-Air (Water-Source) Distributed Heat Pumps | 18 | LCE - HVAC | Available | Doina Balea | Commercial | Active
3482930f-9414-ef11-8173-005056900b78 | yl23Z7o172MVmeY8yqa0nUzBb3R5cvzakrgNwjKpoqp9W7no0Hi2fjURElc6/R2/n/LNeS2oFMbwNYjru7YfoQ== | 2024-05-17 21:26 | Water-to-Water Heat Pump | 15 | LCE - HVAC | Available | Doina Balea | Industrial | Active
dcc42379-3bf1-ee11-8176-0050569043a6 | wX5rcb3WoOkvtlhJpTmcHOwSqVWBYM9XgH8vHqY1L0uynprN2JtQ0ewSIYJDLzkAtFKI2EjcJ9x9/XG6u9QSAg== | 2024-04-02 21:54 | Water-to-Water Heat Pump | 15 | LCE - Domestic Hot Water | Available | Doina Balea | Industrial | Active
8f40aa29-fa64-e811-9a34-005056907e1b | LlSl9yJM08yz+2rG7r+m/szWLAyQ2rUAMRKmlIjKw0O3QsQ+Px3CUcGRskz9fZn69I/n/ufym/09KAkykqqz2w== | 2022-03-23 00:59 | Water-to-Water Heat Pump | 15 | LCE - HVAC | Available | Doina Balea | Commercial | Active
e020f654-fb64-e811-9a34-005056907e1b | ZaHwz2+uviy+pZ1VNN481CzLlR8ruDINLN3SR3V3zjdoXy1FM4BzdqU9asW0wyCQYvCeLijDIBYZDgVWXA+saw== | 2022-03-23 00:59 | Water-to-Water Heat Pump | 15 | LCE - Domestic Hot Water | Available | Doina Balea | Commercial | Active
d330542c-d170-ef11-817b-0050569043a6 | SDZcB6e7wUrRTSCU8Aje2rl4LY1xhi0E6U0TqosB7aWMu4gKZvmH6qyNTx/LmdAmEgOCNJRIY4GHGDlHhjfm5A== | 2025-01-19 21:35 | Wind Turbine | 20 | Load Displacement - Wind | Available | Doina Balea | Industrial | Active
f23ae27c-5c25-f011-8184-0050569043a6 | gNAOD0VfwtBmJHjyKg35yY3CtA2sgXcfInrmUFh6H86Kuy9VnYglykIXnNNQOey8YmsFS+60uELGLoAjIrbJOA== | 2025-04-30 00:46 | Window Film | 10 | Building Envelope | Available | Doina Balea | Commercial | Active

## Validation (hidden)
Version Tracking
Version | Date | Revision Description | Editor
Vx.0x | yyyy-mm-dd | What changes were made | Editor name
V3.0 | 2022-05-18 | none | Salah Mahdi
Validation
This tool has been validated in accordance with EGBC PPMP guidelines and BC Hydro validation procedures.
Developer |  | Author | Validation Checked and Reviewed

## Instructions
CleanBC New Construction Incentives |  |  | CleanBC New Construction Workbook v2.8 (July 2025)
Energy Modeling Study Proposal and Report Workbook
Introduction
This workbook has been developed for the CleanBC New Construction Incentives (the Program) to standardize the energy modeling study reporting format and provide consultants performing the work the minimum inputs/results information required for the technical review and proposal/study approval process. This workbook is to be completed as part of the requirements for energy study funding under the Program and it has to be submitted to BC Hydro in its original electronic format. At the project eligibility assessment stage, this workbook (with Pre-Screen worksheet filled out) is to be submitted along with associated preliminary calculations / estimates that support the electrical load growth and fuel offset claims. The data provided will be evaluated by the Program's engineering team and, if accepted, the project will proceed to project application stage. At the project application stage, this workbook (with Proposal worksheet filled out) is to be submitted along with project application and consultants' proposal(s). The consultant's proposal(s) do not need to contain project technical details, but just a reference to this workbook (Proposal worksheet tab). Information provided in this workbook need not be duplicated in the Consultants' proposal(s). At the study report submission stage, this following information is required by BC Hydro for review: - This workbook. Use the workbook that was used for proposal submission and reviewed/approved by BC Hydro. - Building envelope thermal bridging calculation. - Manufacturer's cut sheets (equipment data sheets) of proposed electrification measures. - Additional information that might be required by BC Hydro on a case by case basis. Consultants are welcome to organize and present study results to the customer in a different format. If required, consultants are also welcome to add additional worksheets to the end of this workbook with additional calculations and project details. The workbook has been formatted to minimize re-entering data and shall be filled out in the following order:
Worksheet tab color-coding conventions
Black worksheets are input worksheets.
White worksheets are filled automatically.
Green worksheets are instructions/reference worksheets and it shall be edited only by BC Hydro.
Grey worksheets are project review worksheets.
Cell color-coding conventions
White, bordered cells for user inputs
Colored cells are filled automatically.
Grey cells in Study Inputs worksheet contain information carried over from Proposal worksheet. They can be updated to reflect changes from Proposal stage.
Yellow cells indicate change in user's input
Important Note: Many user input cells have drop-down menus that must be used.
1- Project Eligibility Screening (Project Info) Worksheet Tab
The mandatory project application requirement for the Program is an already completed concept design energy model. This model should already have confirmed the project's code compliance, analyzed energy efficiency measures and should provide the most cost effective concept design for the project. The concept modeling cost is not eligible for the Program's modeling funding. The project is eligible for application if the concept design heating plant/systems could be further optimized (electrified) during the detailed design phase. The detailed design modeling update costs related to the electrification measures are eligible for the Program's modeling funding. At project eligibility assessment stage, the workbook (with Pre-Screen worksheet filled out) is to be submitted along with associated preliminary calculations / estimates that support the electrical energy consumption increase and fuel offset claims. The data provided will be evaluated by the Program's engineering team and, if accepted, the project will proceed to application stage. The Program's engineer will use this worksheet to review the proposed electrification baseline (concept design model data), proposed electrification measures' electricity consumption growth / fuel offset data and associated costs. It is essential that the project consultant fill out all applicable fields to the best of his/her ability and knowledge as these data will be evaluated from both technical and cost effectiveness prospective and will directly influence acceptance of the project. Multi-type building projects shall have inputs broken down by building type.
2- Proposal Worksheet Tab
At the project application stage, this workbook (with completed Proposal worksheet) is to be submitted along with the project application and consultants proposal(s). The consultant's proposal(s) do not need to contain project technical details, but rather a reference to this workbook (Proposal worksheet tab). Technical information provided in this workbook does not need to be duplicated in Consultants' proposal(s). The Program's engineer will use this worksheet to review the proposed modeling study scope and costs. The modeling consultant shall fill out all applicable fields to the best of their ability and knowledge. Multitype building projects shall have inputs broken down by building type. The project's concept model will represent the Program electrification baseline regardless of the referenced energy efficiency standard. Please refer to the Program's Energy Modeling Guideline for more details about the baseline, the updated model and other modeling requirements. Electrification measures (EMs) have to be listed in tables.
3- Study Inputs Worksheet Tab
This worksheet tab has to be updated at the study report submission stage. During the detailed design and modeling stage, modeling inputs agreed upon at the proposal stage may change and this worksheet should capture all those changes. Edited cells will be automatically highlighted in yellow to give an indication to both the modeller and reviewer that assumptions/inputs have been changed from the proposal stage. Any additional modeling process details/descriptions shall be added at the bottom of the worksheet. Where applicable, consultants may be required to add additional worksheets to the end of this workbook with additional calculations and project details.
4- Study Results Worksheet Tab
This worksheet tab is the central location for all simulation results (baseline, EMs and proposed bundle) and associated costing information. If this worksheet is properly completed, the workbook Summary worksheets will be automatically populated without any errors. At the same time, modelled EMs names will be automatically added in the Incremental Costs worksheet.
Electrification Measure (EM) Name
For each EM, enter a clear and descriptive name. Choose one of the standard EM types from the drop down menu. In case one EM includes other measures (e.g. radiant heating with proposed building envelope), then select a standard EM type for the dominant EM.
Life Expectancy
The expected life of the measure will be automatically populated once the standard BC Hydro EM type name is selected from the drop-down menu.
Annual Savings
For each measure, enter the electric load growth and fuel savings in the appropriate units. For kW, enter the electricity average monthly peak demand increase. For natural gas enter GJ, for other fuels enter L of fuel. Enter the combined energy cost savings for both electricity and fuel, accounting for actual rate structures and applicable taxes (except GST). Enter the annual maintenance savings or additional costs (negative saving) in dollars. If the maintenance costs vary through the life of the measure, use an average value.
Operation and Maintenance Annual Saving/Cost ($ )
Enter proposed operation and maintenance cost saving (or penalty) of the measure.
Bundle
The Bundle column is intended to evaluate the combined impact of a bundle of measures. Indicate which measures are in the bundle by using the drop-down menu (row 52) in the Measures table. All efficiency and electrification interactions between measures shall be captured in bundle simulation run. Likewise, any cost interactions should be accounted for. For bundle life expectancy, use a weighted average of the individual measure life expectancies and their energy consumptions.
5- Incremental Costs Worksheet Tab
This worksheet tab is for cost consultants and/or qualified contractors in charge for cost estimates. This worksheet will automatically get EM names of modelled measures from the Study Results Worksheet. The Energy modeller has to add other EMs details required for the cost consultant to fill out the costing information (areas, equipment sizes etc.). Alternatively, the cost consultant can submit the costing information in their own preferred format, and the modeling consultant shall then copy over those numbers to this worksheet in the study report workbook.
6&7- Baseline and Proposed Models' Hourly Results Worksheet Tabs
The hourly simulation results (8760 hours) from the simulation program for both baseline and proposed models shall be copied into these worksheet tabs. Results in this worksheet to show total building electricity and gas separately.
Further Important Notes
Projects with Multiple Building Types
Different building types must have separate meters for electricity and gas where applicable.
Energy consumption from individual meters is to be used to fill these two tables.
Multiple Bundles
For each non-approved Bundle, input results as one EM in tab "Study Results", and select "No" in row # 52.
Exhaust air heat recovery
If Baseline HVAC is mixed air system, this EM should be modelled with Proposed HVAC (not Baseline HVAC).

## BaselineParameters
Building Type | Location | ASHRAE Climate Zone | Step | Design Infiltration Rate (m3/s/m2 envelope area) | HRV Effectiveness | TEDI (kWh/m2) | GHG (kgCO2/m2) | Envelope Surface Heat Loss (Opaque + Window), W/m2 | Infiltration Heat Loss, W/m2
MURB | Vancouver | Climate Zone 4 | Step Code 1 | 0.00025 | None | 62.2209 | 11.0763 | 27.796 | 5.9469
MURB | Vancouver | Climate Zone 4 | Step Code 2 | 0.00025 | 60% | 40.6237 | 6.1633 | 27.8148 | 4.8217
MURB | Vancouver | Climate Zone 4 | Step Code 3 | 0.0001 | 60% | 28.2326 | 6.0028 | 23.4746 | 1.9477
MURB | Vancouver | Climate Zone 4 | Step Code 4 | 1e-05 | 60% | 14.247 | 5.7909 | 15.9721 | 0.16824
MURB | Kamloops | Climate Zone 5 | Step Code 1 | 0.00025 | None | 74.512 | 12.1191 | 44.2453 | 8.4672
MURB | Kamloops | Climate Zone 5 | Step Code 2 | 0.00025 | 60% | 44.0768 | 6.2652 | 37.7618 | 6.7253
MURB | Kamloops | Climate Zone 5 | Step Code 3 | 0.0001 | 60% | 29.8771 | 6.0804 | 34.5506 | 2.7077
MURB | Kamloops | Climate Zone 5 | Step Code 4 | 1e-05 | 80% | 14.7715 | 5.8531 | 23.0135 | 0.23064
MURB | Prince George | Climate Zone 6 | Step Code 1 | 0.00025 | None | 83.2023 | 14.1495 | 34.7537 | 5.2343
MURB | Prince George | Climate Zone 6 | Step Code 2 | 0.00025 | 60% | 40.4635 | 6.3338 | 29.2285 | 3.6084
MURB | Prince George | Climate Zone 6 | Step Code 3 | 0.0001 | 60% | 29.5921 | 6.1868 | 24.8478 | 1.4471
MURB | Prince George | Climate Zone 6 | Step Code 4 | 1e-05 | 80% | 14.6861 | 5.9341 | 13.6015 | 0.14496
MURB | Fort St. John | Climate Zone 7 | Step Code 1 | 0.00025 | 60% | 81.4666 | 6.93 | 36.4673 | 9.8695
MURB | Fort St. John | Climate Zone 7 | Step Code 2 | 0.00025 | 80% | 43.9591 | 6.4159 | 22.7067 | 9.8695
MURB | Fort St. John | Climate Zone 7 | Step Code 3 | 0.0001 | 80% | 28.089 | 6.2054 | 18.7008 | 7.7797
MURB | Fort St. John | Climate Zone 7 | Step Code 4 | 1e-05 | 80% | 13.0856 | 5.9419 | 11.6342 | 0.39916
Retail | Vancouver | Climate Zone 4 | Step Code 1 | 0.00025 | None | 49.4822 | 1.8641 | 15.0329 | 0.33349
Retail | Vancouver | Climate Zone 4 | Step Code 2 | 0.00025 | 60% | 22.3555 | 1.8156 | 13.1256 | 0.33536
Retail | Vancouver | Climate Zone 4 | Step Code 3 | 0.0001 | 60% | 16.9944 | 1.8192 | 12.6827 | 0.13469
Retail | Kamloops | Climate Zone 5 | Step Code 1 | 0.00025 | None | 69.2229 | 2.046 | 22.8489 | 3.6485
Retail | Kamloops | Climate Zone 5 | Step Code 2 | 0.00025 | 60% | 29.2675 | 1.9191 | 18.2214 | 3.7299
Retail | Kamloops | Climate Zone 5 | Step Code 3 | 0.0001 | 80% | 18.8485 | 1.6495 | 14.3036 | 1.4944
Retail | Prince George | Climate Zone 6 | Step Code 1 | 0.00025 | None | 94.1905 | 2.1354 | 25.6701 | 0.81632
Retail | Prince George | Climate Zone 6 | Step Code 2 | 0.00025 | 60% | 27.6573 | 1.8538 | 16.8085 | 2.7352
Retail | Prince George | Climate Zone 6 | Step Code 3 | 0.0001 | 80% | 19.7972 | 1.8473 | 15.1069 | 1.0955
Retail | Fort St. John | Climate Zone 7 | Step Code 1 | 0.00025 | None | 134.1799 | 2.1903 | 30.1949 | 7.3923
Retail | Fort St. John | Climate Zone 7 | Step Code 2 | 0.00025 | 80% | 29.9403 | 1.9502 | 16.9323 | 3.0036
Retail | Fort St. John | Climate Zone 7 | Step Code 3 | 0.0001 | 80% | 19.7069 | 1.6921 | 13.0339 | 0.30092
Office | Vancouver | Climate Zone 4 | Step Code 1 | 0.00025 | None | 36.3561 | 3.6915 | 29.7573 | 4.5891
Office | Vancouver | Climate Zone 4 | Step Code 2 | 0.00025 | None | 29.3917 | 3.6704 | 26.864 | 4.5875
Office | Vancouver | Climate Zone 4 | Step Code 3 | 0.0001 | None | 19.5426 | 3.6576 | 18.9016 | 1.3095
Office | Kamloops | Climate Zone 5 | Step Code 1 | 0.00025 | None | 48.0487 | 3.781 | 49.6905 | 4.8133
Office | Kamloops | Climate Zone 5 | Step Code 2 | 0.00025 | 60% | 27.2886 | 3.7349 | 46.5551 | 4.8779
Office | Kamloops | Climate Zone 5 | Step Code 3 | 0.0001 | 60% | 19.3886 | 3.7131 | 40.6244 | 1.9547
Office | Prince George | Climate Zone 6 | Step Code 1 | 0.00025 | None | 66.3939 | 3.7453 | 58.0169 | 0
Office | Prince George | Climate Zone 6 | Step Code 2 | 0.00025 | 60% | 28.35 | 3.6489 | 41.3387 | 0
Office | Prince George | Climate Zone 6 | Step Code 3 | 0.0001 | 60% | 19.2324 | 3.6259 | 33.411 | 0
Office | Fort St. John | Climate Zone 7 | Step Code 1 | 0.00025 | None | 90.2362 | 3.9211 | 61.693 | 32.3381
Office | Fort St. John | Climate Zone 7 | Step Code 2 | 0.00025 | 60% | 29.8518 | 3.7106 | 25.7023 | 8.5155
Office | Fort St. John | Climate Zone 7 | Step Code 3 | 0.0001 | 60% | 19.411 | 3.6863 | 23.0986 | 15.0124
Hotel | Vancouver | Climate Zone 4 | Step Code 1 | 0.00025 | None | 39.7768 | 11.8309 | 25.3329 | 4.2729
Hotel | Vancouver | Climate Zone 4 | Step Code 2 | 0.00025 | None | 24.9382 | 8.9026 | 15.7229 | 0.47669
Hotel | Vancouver | Climate Zone 4 | Step Code 3 | 0.0001 | 90% | 14.9444 | 6.6859 | 14.6933 | 0.48129
Hotel | Vancouver | Climate Zone 4 | Step Code 4 | 1e-05 | 90% | 10.4476 | 5.8295 | 13.7351 | 0.01965
Lookup List of Building Types |  | Lookup List of ASHRAE90.1 Climate Zones
Aquatic Centre -Swimming Pool |  | Climate Zone 4
Automotive Facility |  | Climate Zone 5
Convention Centre |  | Climate Zone 6
Courthouse |  | Climate Zone 7
Dining: Bar/Lounge/Leisure |  | Climate Zone 8
Dining: Cafeteria/Fast Food
Dining: Family
Dormitory
Fire Station
Food Retail / Grocery
Gymnasium
Healthcare-Clinic/Nursing
Hospital
Hotel
Ice Arena
Laboratory / Research Centre
Library
Manufacturing Facility
Mixed Use
Motel
Motion Picture Theatre
MURB over 6 storey
MURB up to 6 storey
Museum
Office - Large (over 50,000 sqft)
Office - Small (under 50,000 sqft)
Penitentiary
Performing Arts Theatre
Police Station
Post Office
Recreation / Exercise Centre
Religious Building
Retail - large (over 50,000 sqft)
Retail - small (under 50,000 sqft)
School - primary
School - secondary
Sports Arena
Town Hall
Transportation
University/College
Warehouse
Workshop
Other
Note on E1: Code compliant rate = 0.00025

## 1- Project Info
CleanBC New Construction Incentives | [5 empty] | CleanBC New Construction Workbook v2.8 (July 2025)
Project Eligibility Screening Sheet
White, bordered cells for user inputs | [5 empty] | BC Hydro LCE (Yes/No)
No
Date submitted (DD-MM-YYYY) |  | Day-Month-Year
Name of BC Hydro Key Account Manager (KAM) | KAM's name
Customer Information
Company Legal Name
Company Head Office Address:
Primary Contact
Consultant's Details
| Company Legal Name | contact name | phone | email | address
Primary (Lead) Consultant
Energy Modeller
Project Details
Building Name
Site Address
Site City
If applicable, BC Hydro Sponsored Energy Manager | Energy manager name |  | phone | email
| 0 | 0 | 0 | 0
Concept Design Parameters (Baseline) | Building Type 1 | Building Type 2 | Building Type 3 | Building Type 4 | TOTAL
Building Type
Conditioned Area (m2) |  |  |  |  | 0 | m2
ASHRAE Climate Zone
Applicable Legislation or By Law Energy Code Level
Concept Design Heat Loss Rate (W/m2) - if Step Code applicable | [5 empty] | W/m2
| 0 | 0 | 0 | 0
Maximum Allowable Heat Loss Rate (W/m2) - Step Code | [5 empty] | W/m2
Baseline HRV Requirements (effectiveness) - Step Code
Is HRV included in current concept design? (Yes/No)
Space Heating Electric Heating Seasonal Efficiency (if applicable)
Space Heating Fuel Heating Seasonal Efficiency (if applicable)
Ventilation Electric Heating Seasonal Efficiency (if applicable)
Ventilation Fuel Heating Seasonal Efficiency (if applicable)
DHW Electric Heating Seasonal Efficiency (if applicable)
DHW Fuel Heating Seasonal Efficiency (if applicable)
Process Electric Heating Seasonal Efficiency (if applicable)
Process Fuel Heating Seasonal Efficiency (if applicable)
Baseline Heating Fuel Type (if applicable)
Fuel GHG emissions (kgCO2e/GJ)
BC Hydro Electricity Rate
Fuel Rate without taxes (total $ per GJ)
Fuel Carbon Tax ($/tCO2e)
Carbon Offset Credit if applicable ($/tCO2e) |  | 0 | 0 | 0
Purchased Heating Energy Rate without taxes if applicable ($/unit)
Concept Design (Baseline) Annual Energy Consumption by End Use Breakdown | Building Type 1 | Building Type 2 | Building Type 3 | Building Type 4 | TOTAL
Space Heating and Ventilation Electric Heating (kWh/year) |  |  |  |  | 0
Space Heating and Ventilation Fuel Heating (ekWh/year) |  |  |  |  | 0
DHW Electric Heating (kWh/year) |  |  |  |  | 0
DHW Fuel Heating (ekWh/year) |  |  |  |  | 0
Process Electric Heating (kWh/year) |  |  |  |  | 0
Process Fuel Heating (ekWh/year) |  |  |  |  | 0
All Other Electric Uses (kWh/year) |  |  |  |  | 0
All Other Fuel Uses (ekWh/year) |  |  |  |  | 0
Expected Electricity Annual Peak Demand ( kW )
Expected Electricity Average Monthly Peak Demand ( kW )
Total Electric Energy Use (kWh/year) | 0 | 0 | 0 | 0 | 0
Total Fuel Energy Use (ekWh/year) | 0 | 0 | 0 | 0 | 0
Total Energy Use (ekWh/year) | 0 | 0 | 0 | 0 | 0
TEUI (ekWh/year/m2)
Total Fuel Energy Use ( GJ / year) | 0 | 0 | 0 | 0 | 0
Fuel AND Electric GHG emissions (tonneCO2e/yr) |  |  |  |  | 0
Fuel AND Electric GHG emissions intensity (tonneCO2e/m2/yr) | #VALUE! | #VALUE! | #VALUE! | #VALUE! | #DIV/0!
Concept Design's (Baseline) Heating Source Breakdown Ratios (Electricity vs. Fuel Energy) | Building Type 1 | Building Type 2 | Building Type 3 | Building Type 4 | TOTAL
Space Heating and Ventilation heating (electric)
Space Heating and Ventilation heating (Fuel)
DHW (electric)
DHW (Fuel)
Process (electric)
Process (Fuel)
Concept Design (Baseline) Details and Probable Cost Estimates
Provide brief description of the building and current concept design of the HVAC system - Number: of floors, suites, occupants, hospital beds, etc. - Operating hours, days, weeks, months. - HVAC: terminal, central, plant components, etc. - Probable incremental cost and simple payback.
Proposed Electrification Measures and Probable Cost Estimates
Provide brief description of the proposed electrification measures (including terminal, central, and plant components). Provide anticipated seasonal heating efficiencies of proposed electrification measures.
Estimate the following relative to Concept Design | EM-1 | EM-2 | EM-3 | EM-4 | EM-5 | Bundle
Energy End Use Type
Standard BC Hydro Energy End Use Type | LCE - Process | LCE - Process | LCE - Process | LCE - Process | LCE - Process
Proposed Electrification Measure
Baseline Heating Fuel Type (if applicable)
Estimated Measure Life (years)
Expected increase in electricity consumption ( kWh / year ) | [5 empty] | 0
Expected Increase in Electricity Annual Peak Demand ( kW ) | [5 empty] | 0
Expected Increase in Electricity Average Monthly Peak Demand ( kW ) | [5 empty] | 0
Expected decrease in fuel consumption ( GJ / year ) | [5 empty] | 0
% Reduction of Fuel Consumption
Expected decrease in GHG ( tonneCO2e/yr ) | [5 empty] | 0
Expected decrease in GHG ( tonneCO2e) over measure life | [5 empty] | 0
Provide probable cost estimate of concept design (Electrification Baseline) HVAC system (sum of terminal, central, and plant components) $$$ >>>> | [5 empty] | 0
Provide coarse cost estimate of proposed electrification measures (sum of terminal, central, and plant components) $$$ >>>> | [5 empty] | 0
Expected Increase (or Decrease) in Annual O&M Cost ($/year) | [5 empty] | 0
Expected Incremental Capital Cost ( $ ) | 0 | 0 | 0 | 0 | 0 | 0
Project may not qualify for incentive as GHG reduction over measure(s) life must be equal or greater than 400 tCO2e.
Study Schedule
Provide possible start date and submission date of the energy study
Additional criterium
Identify any potential 3rd party funding for this project
Will you receive any additional GHG offsets or GHG credits related to this project?
The energy study must be performed according to the EGBC/AIBC Joint Professional Practice Guidelines: Whole Building Energy Modelling Services. On projects in which architects and/or engineers are engaged in providing the Building Energy Modelling services, Qualified Modellers who provide modelling services must be either (1) an architect or engineer, or (2) be under the direct supervision of an architect or engineer acting as an Energy Modelling Supervisor (EMS).
Note on A29: For mixed use buildings, use each column to input different building types separately (up to 4 types). Input in descending order based on total conditioned floor area.
Note on A33: Heat Loss Rate = Peak Heat Loss Rate of the whole building through above ground building envelope components (roofs, walls, windows, doors) per building envelope surface area. This does not include heat loss by infiltration.
Note on A35: Heat Loss Rate = Peak Heat Loss Rate of the whole building through above ground building envelope components (roofs, walls, windows, doors) per building envelope surface area. This does not include infiltration.
Note on A38: Examples: Electric baseboards efficiency = 100% Air-to-water heat pump plant efficiency = 250%
Note on A49: Include all charges per GJ fuel consumption (e.g. delivery charge, etc.)
Note on A61: This end use is to represent the energy used by process heating equipment (e.g. pool water heating; kitchen MUA, cooking, etc..).
Note on A62: This end use is to represent the energy used by process heating equipment (e.g. pool water heating; kitchen MUA, cooking, etc..).
Note on A133: Fuel AND Electric combined.
Note on A134: Fuel AND Electric combined.
Note on A137: Input positive number if increase and negative number if decrease
Note on A138: Input positive number if increase and negative number if decrease
Note on B48: Electricity Rates SGS Small General Service MGS Medium General Service LGS Large General Service TSR Transmission Service Rate RES 1 Residential Tier 1 RES 2 Residential Tier 2
Note on B74: Mahdi, Salah: kg eCO2 per GJ
Note on C48: Electricity Rates SGS Small General Service MGS Medium General Service LGS Large General Service TSR Transmission Service Rate RES 1 Residential Tier 1 RES 2 Residential Tier 2
Note on C74: Mahdi, Salah: kg eCO2 per GJ
Note on C135: Material plus labour cost
Note on C136: Material plus labour cost
Note on D48: Electricity Rates SGS Small General Service MGS Medium General Service LGS Large General Service TSR Transmission Service Rate RES 1 Residential Tier 1 RES 2 Residential Tier 2
Note on D74: Mahdi, Salah: kg eCO2 per GJ
Note on D135: Material plus labour cost
Note on D136: Material plus labour cost
Note on E48: Electricity Rates SGS Small General Service MGS Medium General Service LGS Large General Service TSR Transmission Service Rate RES 1 Residential Tier 1 RES 2 Residential Tier 2
Note on E74: Mahdi, Salah: kg eCO2 per GJ
Note on E135: Material plus labour cost
Note on E136: Material plus labour cost
Note on F135: Material plus labour cost
Note on F136: Material plus labour cost

## 2- Proposal
CleanBC New Construction Incentives | [6 empty] | CleanBC New Construction Workbook v2.8 (July 2025)
Energy Study Proposal
White, bordered cells for user inputs |  | BC Hydro Ref # >>>
|  | Proposal Date >>> |  | Day-Month-Year
Name of BC Hydro Key Account Manager (KAM)
1. General Information
Customer Information
Organization | 0
Customer | 0 | 0 | 0 | 0 | 0
Consultants Details
Primary (Lead) Consultant | 0 | 0 | 0 | 0 | 0
Energy Modeller | 0 | 0 | 0 | 0 | 0
Mechanical Consultant | Company Name | contact name | phone | email | address
Cost Consultant | Company Name | contact name | phone | email | address
General Contractor | Company Name | contact name | phone | email | address
General Project Information
Project Name | 0
Site Address | 0
Site City | 0
BC Hydro Sponsored Energy Manager | Energy manager name |  | phone | email
Once BC Hydro approves the Proposal sheet, please do not make changes to the Proposal sheet. Changes can be made in the Study Inputs sheet.
2.1 Energy Model Input Parameters - BUILDING TYPE 1 |  |  |  |  | 2.2 Energy Model Input Parameters - BUILDING TYPE 2 (if applicable) |  |  |  | 2.3 Energy Model Input Parameters - BUILDING TYPE 3 (if applicable) |  |  |  | 2.4 Energy Model Input Parameters - BUILDING TYPE 4 (if applicable)
Metric Units | Baseline (Concept Design Model) | Proposed Building Design |  |  | Metric Units | Baseline (Concept Design Model) | Proposed Building Design | EM # (up to 5) where applicable | Metric Units | Baseline (Concept Design Model) | Proposed Building Design | EM # (up to 5) where applicable | Metric Units | Baseline (Concept Design Model) | Proposed Building Design | EM # (up to 5) where applicable
GENERAL |  |  |  |  | GENERAL |  |  |  | GENERAL |  |  |  | GENERAL
Energy Code (Energy Step Code) | 0 |  |  |  | Energy Code (Energy Step Code) | 0 |  |  | Energy Code | 0 |  |  | Energy Code | 0
Modelling Software |  |  |  |  | Modelling Software | 0 |  |  | Modelling Software | 0 |  |  | Modelling Software | 0
ASHRAE Climate Zone | GVRD and Victoria (ASHRAE Zone 4C) |  |  |  | ASHRAE Climate Zone | GVRD and Victoria (ASHRAE Zone 4C) |  |  | Climate Zone | GVRD and Victoria (ASHRAE Zone 4C) |  |  | Climate Zone | GVRD and Victoria (ASHRAE Zone 4C)
Building Type | 0 |  |  |  | Building Type | 0 |  |  | Building Type | 0 |  |  | Building Type | 0
Conditioned Area (m2) | 0 |  | m2 |  | Conditioned Area (m2) | 0 |  |  | Conditioned Area (m2) | 0 |  |  | Conditioned Area (m2) | 0
Maximum Allowable Heat Loss Rate (W/m2) - Step Code |  |  | W/m2 |  | Maximum Allowable Heat Loss Rate (W/m2) - Step Code |  |  |  | Maximum Allowable Heat Loss Rate (W/m2) - Step Code |  |  |  | Maximum Allowable Heat Loss Rate (W/m2) - Step Code
Concept Design Heat Loss Rate (W/m2) - if Step Code applicable | 0 |  | W/m2 |  | Concept Design Heat Loss Rate (W/m2) - if Step Code applicable | 0 |  |  | Concept Design Heat Loss Rate (W/m2) - if Step Code applicable | 0 |  |  | Concept Design Heat Loss Rate (W/m2) - if Step Code applicable | 0
Number of Floors and number of suites (if applicable) |  |  |  |  | Number of Floors and number of suites (if applicable) |  |  |  | Number of Floors and number of suites (if applicable) |  |  |  | Number of Floors
Baseline Heating Fuel Type (if applicable) | 0 |  |  |  | Baseline Heating Fuel Type (if applicable) | 0 |  |  | Baseline Heating Fuel Type (if applicable) | 0 |  |  | Baseline Heating Fuel Type (if applicable) | 0
Fuel GHG emissions (kgCO2e/GJ) |  |  | kgCO2e/GJ
OCCUPANCY AND OPERATING SCHEDULES |  |  |  |  | OCCUPANCY AND OPERATING SCHEDULES |  |  |  | OCCUPANCY AND OPERATING SCHEDULES |  |  |  | OCCUPANCY AND OPERATING SCHEDULES
Occupancy Schedules |  |  |  |  | Occupancy Schedules |  |  |  | Occupancy Schedules |  |  |  | Occupancy Schedules
Lighting Schedule |  |  |  |  | Lighting Schedule |  |  |  | Lighting Schedule |  |  |  | Lighting Schedule
Plug Load Schedule |  |  |  |  | Plug Load Schedule |  |  |  | Plug Load Schedule |  |  |  | Plug Load Schedule
Ventilation Schedule |  |  |  |  | Ventilation Schedule |  |  |  | Ventilation Schedule |  |  |  | Ventilation Schedule
Indoor Heating Setpoint/Setback Temperature Schedule |  |  | deg. C |  | Indoor Heating Setpoint/Setback Temperature Schedule |  |  |  | Indoor Heating Setpoint/Setback Temperature Schedule |  |  |  | Indoor Heating Setpoint/Setback Temperature Schedule
Indoor Cooling Setpoint/Setback Temperature Schedule |  |  | deg. C |  | Indoor Cooling Setpoint/Setback Temperature Schedule |  |  |  | Indoor Cooling Setpoint/Setback Temperature Schedule |  |  |  | Indoor Cooling Setpoint/Setback Temperature Schedule
PROPOSED BUILDING ENVELOPE |  |  |  |  | PROPOSED BUILDING ENVELOPE |  |  |  | BUILDING ENVELOPE |  |  |  | BUILDING ENVELOPE
Roof assembly (effective) U-value W/(m2.C) |  |  | W/(m2.C) |  | Roof assembly (effective) U-value W/(m2.C) |  |  |  | Roof assembly (effective) U-value W/(m2.C) |  |  |  | Roof assembly (effective) U-value W/(m2.C)
External above grade wall assembly (effective) U-value W/(m2.C) (provide BC Hydro Thermal Envelope Bridging Calculator or equivalent) |  |  | W/(m2.C) |  | External above grade wall assembly (effective) U-value W/(m2.C) (provide BC Hydro Thermal Envelope Bridging Calculator or equivalent) |  |  |  | External above grade wall assembly (effective) U-value W/(m2.C) (provide BC Hydro Thermal Envelope Bridging Calculator or equivalent) |  |  |  | External above grade wall assembly (effective) U-value W/(m2.C) (provide BC Hydro Thermal Envelope Bridging Calculator or equivalent)
Window to gross wall area ratio |  |  | % |  | Window to gross wall area ratio |  |  |  | Window to gross wall area ratio |  |  |  | Window to gross wall area ratio
Window assembly (effective) U-value W/(m2.C) and SHGC |  |  | W/(m2.C) |  | Window assembly (effective) U-value W/(m2.C) and SHGC |  |  |  | Window assembly (effective) U-value W/(m2.C) and SHGC |  |  |  | Window assembly (effective) U-value W/(m2.C) and SHGC
Average Infiltration Rate (L/s/m² envelope area) and Schedule (e.g. 24/7) |  |  | L/s/m2 |  | Average Infiltration Rate (L/s/m² envelope area) and Schedule (e.g. 24/7) |  |  |  | Average Infiltration Rate (L/s/m² envelope area) and Schedule (e.g. 24/7) |  |  |  | Average Infiltration Rate (L/s/m² envelope area) and Schedule (e.g. 24/7)
PROPOSED INTERNAL / EXTERNAL LOADS |  |  |  |  | PROPOSED INTERNAL / EXTERNAL LOADS |  |  |  | PROPOSED INTERNAL / EXTERNAL LOADS |  |  |  | PROPOSED INTERNAL / EXTERNAL LOADS
Interior Lighting Power Density (W/m2 for typical space types) |  |  | W/m2 |  | Interior Lighting Power Density (W/m2 for typical space types) |  |  |  | Interior Lighting Power Density (W/m2 for typical space types) |  |  |  | Interior Lighting Power Density (W/m2 for typical space types)
Interior Lighting Controls Modelled ( Yes / No ) |  |  |  |  | Interior Lighting Controls Modelled ( Yes / No ) |  |  |  | Interior Lighting Controls Modelled ( Yes / No ) |  |  |  | Interior Lighting Controls Modelled ( Yes / No )
Interior Plug Load Density (W/m2 for typical space types) |  |  | W/m2 |  | Interior Plug Load Density (W/m2 for typical space types) |  |  |  | Interior Plug Load Density (building average) |  |  |  | Interior Plug Load Density (building average)
Elevators Load ( kW ) |  |  | kW |  | Elevators Load ( kW ) |  |  |  | Interior Plug Load Density (building average) |  |  |  | Interior Plug Load Density (building average)
Number of occupants, students, staff, patients, hospital beds, etc. |  |  |  |  | Number of occupants, students, staff, patients, hospital beds, etc. |  |  |  | Number of occupants |  |  |  | Number of occupants
TERMINAL HEATING / COOLING SYSTEM |  |  | EM # (up to # 5) where applicable |  | TERMINAL HEATING / COOLING SYSTEM |  |  | EM # (up to # 5) where applicable | TERMINAL HEATING / COOLING SYSTEM |  |  | EM # (up to # 5) where applicable | TERMINAL HEATING / COOLING SYSTEM |  |  | EM # (up to # 5) where applicable
Space Heating System Source |  |  | . |  | Space Heating System Source |  |  | . | Space Heating System Source |  |  | . | Space Heating System Source |  |  | .
Space Heating/Cooling Terminal System Type |  |  | EM-1 |  | Space Heating/Cooling Terminal System Type |  |  | . | Space Heating/Cooling Terminal System Type |  |  | . | Space Heating/Cooling Terminal System Type |  |  | .
Space Heating System Description |  |  | EM-1 |  | Space Heating System Description |  |  | . | Space Heating System Description |  |  | . | Space Heating System Description |  |  | .
Space Cooling System Description |  |  | EM-1 |  | Space Cooling System Description |  |  | . | Space Cooling System Description |  |  | . | Space Cooling System Description |  |  | .
Terminal "seasonal" heating/cooling efficiency/COP |  |  | EM-1 |  | Terminal "seasonal" heating/cooling efficiency/COP |  |  | . | Terminal "seasonal" heating/cooling efficiency/COP |  |  | . | Terminal "seasonal" heating/cooling efficiency/COP |  |  | .
Terminal Fan Power / Efficiency (W/L/s) |  |  | W/L/s |  | Terminal Fan Power / Efficiency (W/L/s) |  |  | . | Terminal Fan Power / Efficiency (W/L/s) |  |  | . | Terminal Fan Power / Efficiency (W/L/s) |  |  | .
VENTILATION SYSTEM (ROOFTOP SYSTEMS) |  |  |  |  | VENTILATION SYSTEM (ROOFTOP SYSTEMS) |  |  |  | VENTILATION SYSTEM (ROOFTOP SYSTEMS) |  |  |  | VENTILATION SYSTEM (ROOFTOP SYSTEMS)
Ventilation Heating Source |  |  | . |  | Ventilation Heating Source |  |  | . | Ventilation Heating Source |  |  | . | Ventilation Heating Source |  |  | .
Ventilation Heating Type |  |  | . |  | Ventilation Heating Type |  |  | . | Ventilation Heating Type |  |  | . | Ventilation Heating Type |  |  | .
Ventilation System Description (heating and cooling) |  |  | . |  | Ventilation System Description (heating and cooling) |  |  | . | Ventilation System Description (heating and cooling) |  |  | . | Ventilation System Description (heating and cooling) |  |  | .
Ventilation "seasonal" heating/cooling efficiency/COP |  |  | . |  | Ventilation "seasonal" heating/cooling efficiency/COP |  |  | . | Ventilation "seasonal" heating/cooling efficiency/COP |  |  | . | Ventilation "seasonal" heating/cooling efficiency/COP |  |  | .
Central Fan Power / Efficiency (W/L/s) |  |  | W/L/s |  | Central Fan Power / Efficiency (W/L/s) |  |  | . | Central Fan Power / Efficiency (W/L/s) |  |  | . | Central Fan Power / Efficiency (W/L/s) |  |  | .
Building Total Mixed Air Supply Rate (L/s) | Zone total flow: ? Central total flow: ? |  | L/s |  | Building Total Mixed Air Supply Rate (L/s) |  |  | . | Building Total Mixed Air Supply Rate (L/s) |  |  | . | Building Total Mixed Air Supply Rate (L/s) |  |  | .
Building Total Outdoor Air Ventilation Rate (L/s) | Zone total flow: ? Central total flow: ? |  | L/s |  | Building Total Outdoor Air Ventilation Rate (L/s) |  |  | . | Building Total Outdoor Air Ventilation Rate (L/s) |  |  | . | Building Total Outdoor Air Ventilation Rate (L/s) |  |  | .
Exhaust Air Energy Recovery Type(s) and Description |  |  | . |  | Exhaust Air Energy Recovery Type(s) and Description |  |  | . | Exhaust Air Energy Recovery Type(s) and Description |  |  | . | Exhaust Air Energy Recovery Type(s) and Description |  |  | .
Exhaust Air Energy Recovery Effectiveness | Winter Sensible Effectiveness |  | % |  | Exhaust Air Energy Recovery Effectiveness |  |  | . | Exhaust Air Energy Recovery Effectiveness |  |  | . | Exhaust Air Energy Recovery Effectiveness |  |  | .
Demand Controlled Ventilation (Yes / No) |  |  | . |  | Demand Controlled Ventilation (Yes / No) |  |  | . | Demand Controlled Ventilation (Yes / No) |  |  | . | Demand Controlled Ventilation (Yes / No) |  |  | .
Central Supply Air Temperature (deg. C) and Control |  |  | deg. C |  | Central Supply Air Temperature (deg. C) and Control | . |  |  | Central Supply Air Temperature (deg. C) and Control | . |  |  | Central Supply Air Temperature (deg. C) and Control | .
Natural Ventilation Description (Yes/No) | . |  |  |  | Natural Ventilation Description (Yes/No) | . |  |  | Natural Ventilation Description (Yes/No) | . |  |  | Natural Ventilation Description (Yes/No) | .
CENTRAL HEATING/COOLING PLANT |  |  | EM # (up to # 5) where applicable |  | CENTRAL HEATING/COOLING PLANT |  |  | EM # (up to # 5) where applicable | CENTRAL HEATING/COOLING PLANT |  |  | EM # (up to # 5) where applicable | CENTRAL HEATING/COOLING PLANT |  |  | EM # (up to # 5) where applicable
Heating Source |  |  | EM-2 |  | Heating Source |  |  | . | Heating Source |  |  | . | Heating Source |  |  | .
Primary Heating Plant Type |  |  | EM-2 |  | Primary Heating Plant Type |  |  | . | Primary Heating Plant Type |  |  | . | Primary Heating Plant Type |  |  | .
Heating Plant Description |  |  | EM-2 |  | Heating Plant Description |  |  | . | Heating Plant Description |  |  | . | Heating Plant Description |  |  | .
Cooling Plant Type |  |  | . |  | Cooling Plant Type |  |  | . | Cooling Plant Type |  |  | . | Cooling Plant Type |  |  | .
Cooling Plant Description |  |  | . |  | Cooling Plant Description |  |  | . | Cooling Plant Description |  |  | . | Cooling Plant Description |  |  | .
Central Plant "seasonal" heating efficiency and heating capacity (%, kW) Heat pump cut-off temperature (deg. C) if applicable | Heat pump eff and capacity? Supplimental heating eff and capacity? HP cut-off temperature? |  | %, kW, deg. C |  | Central Plant "seasonal" heating efficiency and heating capacity (%, kW) Heat pump cut-off temperature (deg. C) if applicable | Heat pump eff and capacity? Supplimental heating eff and capacity? HP cut-off temperature? |  | . | Central Plant "seasonal" heating efficiency and heating capacity (%, kW) Heat pump cut-off temperature (deg. C) if applicable | Heat pump eff and capacity? Supplimental heating eff and capacity? HP cut-off temperature? |  | . | Central Plant "seasonal" heating efficiency and heating capacity (%, kW) Heat pump cut-off temperature (deg. C) if applicable | Heat pump eff and capacity? Supplimental heating eff and capacity? HP cut-off temperature? |  | .
Central Plant "seaonal" Cooling efficiency and cooling capacity (kW) |  |  | kW |  | Central Plant "seaonal" Cooling efficiency and cooling capacity (kW) |  |  | . | Central Plant "seaonal" Cooling efficiency and cooling capacity (kW) |  |  | . | Central Plant "seaonal" Cooling efficiency and cooling capacity (kW) |  |  | .
Hot Water Pumping Efficiency (W/gpm) |  |  | W/gpm |  | Hot Water Pumping Efficiency (W/gpm) |  |  | . | Hot Water Pumping Efficiency (W/gpm) |  |  | . | Hot Water Pumping Efficiency (W/gpm) |  |  | .
Hot Water Pumping Control |  |  | . |  | Hot Water Pumping Control |  |  | . | Hot Water Pumping Control |  |  | . | Hot Water Pumping Control |  |  | .
Chilled Water Pumping Efficiency (W/gpm) |  |  | W/gpm |  | Chilled Water Pumping Efficiency (W/gpm) |  |  | . | Chilled Water Pumping Efficiency (W/gpm) |  |  | . | Chilled Water Pumping Efficiency (W/gpm) |  |  | .
Chilled Water Pumping Control |  |  | . |  | Chilled Water Pumping Control |  |  | . | Chilled Water Pumping Control |  |  | . | Chilled Water Pumping Control |  |  | .
Hot Water Supply Temperature set-point and Reset temperature (deg. C) |  |  | deg. C |  | Hot Water Supply Temperature set-point and Reset temperature (deg. C) |  |  | . | Hot Water Supply Temperature set-point and Reset temperature (deg. C) |  |  | . | Hot Water Supply Temperature set-point and Reset temperature (deg. C) |  |  | .
Chilled Water Supply Temperature and Reset (deg. C) |  |  | deg. C |  | Chilled Water Supply Temperature and Reset (deg. C) |  |  | . | Chilled Water Supply Temperature and Reset (deg. C) |  |  | . | Chilled Water Supply Temperature and Reset (deg. C) |  |  | .
Heat Rejection Type, Description and Efficiency |  |  | . |  | Heat Rejection Type, Description and Efficiency |  |  | . | Heat Rejection Type, Description and Efficiency |  |  | . | Heat Rejection Type, Description and Efficiency |  |  | .
Condenser water-side heat recovery description (if applicable) |  |  | . |  | Condenser water-side heat recovery description (if applicable) |  |  | . | Condenser water-side heat recovery description (if applicable) |  |  | . | Condenser water-side heat recovery description (if applicable) |  |  | .
Part-load Performance Reference |  |  | . |  | Part-load Performance Reference |  |  | . | Part-load Performance Reference |  |  | . | Part-load Performance Reference |  |  | .
Annual Space Heating Load Assignment (% Heat Pump / % Boiler) | % of plant annual total load met by gas boiler? % of plant annual total load met by heat pump technology? The remaining load is met by electric resistance. |  | ekWh/ekWh |  | Annual Space Heating Load Assignment (% Heat Pump / % Boiler) |  |  | . | Annual Space Heating Load Assignment (% Heat Pump / % Boiler) |  |  | . | Annual Space Heating Load Assignment (% Heat Pump / % Boiler) |  |  | .
DOMESTIC HOT WATER |  |  | EM # (up to # 5) where applicable |  | DOMESTIC HOT WATER |  |  | EM # (up to # 5) where applicable | DOMESTIC HOT WATER |  |  | EM # (up to # 5) where applicable | DOMESTIC HOT WATER |  |  | EM # (up to # 5) where applicable
DHW Heating Source |  |  | EM-3 |  | DHW Heating Source |  |  | . | DHW Heating Source |  |  | . | DHW Heating Source |  |  | .
DHW Heating Plant Type |  |  | EM-3 |  | DHW Heating Plant Type |  |  | . | DHW Heating Plant Type |  |  | . | DHW Heating Plant Type |  |  | .
DHW Heating Plant Description |  |  | EM-3 |  | DHW Heating Plant Description |  |  | . | DHW Heating Plant Description |  |  | . | DHW Heating Plant Description |  |  | .
Central Plant "seasonal" heating efficiency and heating capacity (%, kW) Heat pump cut-off temperature (deg. C) if applicable | Heat pump eff and capacity? Supplimental heating eff and capacity? HP cut-off temperature? |  | %, kW |  | Central Plant "seasonal" heating efficiency and heating capacity (%, kW) Heat pump cut-off temperature (deg. C) if applicable | Heat pump eff and capacity? Supplimental heating eff and capacity? HP cut-off temperature? |  | . | Central Plant "seasonal" heating efficiency and heating capacity (%, kW) Heat pump cut-off temperature (deg. C) if applicable | Heat pump eff and capacity? Supplimental heating eff and capacity? HP cut-off temperature? |  | . | Central Plant "seasonal" heating efficiency and heating capacity (%, kW) Heat pump cut-off temperature (deg. C) if applicable | Heat pump eff and capacity? Supplimental heating eff and capacity? HP cut-off temperature? |  | .
Low flow fixtures if applicable (Yes / No) |  |  | . |  | Low flow fixtures if applicable (Yes / No) |  |  | . | Low flow fixtures if applicable (Yes / No) |  |  | . | Low flow fixtures if applicable (Yes / No) |  |  | .
Annual total DHW Consumption (Liter/year) |  |  | Liter/year |  | Annual total DHW Consumption (Liter/year) |  |  | . | Annual total DHW Consumption (Liter/year) |  |  | . | Annual total DHW Consumption (Liter/year) |  |  | .
Annual DHW Heating Load Assignment (% Heat Pump / % Boiler) | % of annual total load met by gas boiler? % of annual total load met by heat pump technology? The remaining load is met by electric resistance. |  | ekWh/ekWh |  | Annual DHW Heating Load Assignment (% Heat Pump / % Boiler) |  |  | . | Annual DHW Heating Load Assignment (% Heat Pump / % Boiler) |  |  | . | Annual DHW Heating Load Assignment (% Heat Pump / % Boiler) |  |  | .
PROCESS LOADS DESCRIPTION (if applicable) |  |  | EM # (up to # 5) where applicable |  | PROCESS LOADS DESCRIPTION (if applicable) |  |  | EM # (up to # 5) where applicable | PROCESS LOADS DESCRIPTION (if applicable) |  |  | EM # (up to # 5) where applicable | PROCESS LOADS DESCRIPTION (if applicable) |  |  | EM # (up to # 5) where applicable
Process HVAC |  |  | EM-4 |  | Process HVAC |  |  | . | Process HVAC |  |  | . | Process HVAC |  |  | .
Refrigeration | . |  |  |  | Refrigeration | . |  |  | Refrigeration | . |  |  | Refrigeration | .
IT Process Load | . |  |  |  | IT Process Load | . |  |  | IT Process Load | . |  |  | IT Process Load | .
Cooking |  |  | EM-5 |  | Cooking |  |  | . | Cooking |  |  | . | Cooking |  |  | .
Other Process Loads |  |  | EM-6 |  | Other Process Loads |  |  | . | Other Process Loads |  |  | . | Other Process Loads |  |  | .
RENEWABLE ENERGY (if applicable) |  |  | EM # (up to # 5) where applicable |  | RENEWABLE ENERGY (if applicable) |  |  | EM # (up to # 5) where applicable | RENEWABLE ENERGY (if applicable) |  |  | EM # (up to # 5) where applicable | RENEWABLE ENERGY (if applicable) |  |  | EM # (up to # 5) where applicable
Type and Description |  |  | . |  | Type and Description | . |  | . | Type and Description | . |  | . | Type and Description | . |  | .
UTILITY RATES |  |  |  |  | UTILITY RATES |  |  |  | UTILITY RATES |  |  |  | UTILITY RATES
Electric Demand Cost ($/kW) | . |  | $/kW |  | Electric Demand Cost ($/kW) | . |  |  | Electric Demand Cost ($/kW) | . |  |  | Electric Demand Cost ($/kW) | .
Electric Energy Cost ($/kWh) | . |  | $/kWh |  | Electric Energy Cost ($/kWh) | . |  |  | Electric Energy Cost ($/kWh) | . |  |  | Electric Energy Cost ($/kWh) | .
Fuel Energy Cost ($/GJ) |  |  | $/GJ |  | Fuel Energy Cost ($/GJ) | . |  |  | Fuel Energy Cost ($/GJ) | . |  |  | Fuel Energy Cost ($/GJ) | .
Carbon Offset Credit if applicable ($/tCO2e) | 0 |  |  |  | Carbon Offset Credit if applicable ($/tCO2e) | 0 |  |  | Carbon Offset Credit if applicable ($/tCO2e) | 0 |  |  | Carbon Offset Credit if applicable ($/tCO2e) | 0
PURCHASED ENERGY RATES (DES if applicable) |  |  |  |  | PURCHASED ENERGY RATES (DES if applicable) |  |  |  | PURCHASED ENERGY RATES (DES if applicable) |  |  |  | PURCHASED ENERGY RATES (DES if applicable)
Hot water Cost | . |  |  |  | Hot water Cost | . |  |  | Hot water Cost | . |  |  | Hot water Cost | .
Steam Cost | . |  |  |  | Steam Cost | . |  |  | Steam Cost | . |  |  | Steam Cost | .
Chilled Water Cost | . |  |  |  | Chilled Water Cost | . |  |  | Chilled Water Cost | . |  |  | Chilled Water Cost | .
Other | . |  |  |  | Other | . |  |  | Other | . |  |  | Other | .
3. Proposed Project Description and HVAC System and Modelling Methodology
Provide brief description of the Proposed HVAC system and modelling approach including workarounds (if any).
4. Energy Study Cost
4.1 - Energy Modelling
Energy Modelling Tasks | Company | Performed By | Hours | Hourly Rate | Task Total
0
0
0
0
0
0
0
0
0
0
0
0
|  |  |  | Sum | 0
4.2 - Primary (Lead) Consultant
Primary (Lead) Consultant Tasks | Company | Performed By | Hours | Hourly Rate | Task Total
0
0
0
|  |  |  | Sum | 0
4.3 - Architect (if applicable)
Architect Tasks | Company | Performed By | Hours | Hourly Rate | Task Total
0
0
0
|  |  |  | Sum | 0
4.4 - Mechanical Consultant (if applicable)
Mechanical Consultant Tasks | Company | Performed By | Hours | Hourly Rate | Task Total
0
0
0
|  |  |  | Sum | 0
4.5 - Cost Consultant
Cost Consultant Tasks | Company | Performed By | Hours | Hourly Rate | Task Total
0
0
0
|  |  |  | Sum | 0
4.6 - Electrical Consultant (if applicable)
Electrical Consultant Tasks | Company | Performed By | Hours | Hourly Rate | Task Total
Start-up meetings |  |  |  |  | 0
Coordination with Modeler |  |  |  |  | 0
Coordination with Cost Consultant |  |  |  |  | 0
|  |  |  | Sum | 0
|  |  |  | Total Energy Study Cost | 0
E-Signature
Note on A28: [Threaded comment] Your version of Excel allows you to read this threaded comment; however, any edits to it will get removed if the file is opened in a newer version of Excel. Learn more: https://go.microsoft.com/fwlink/?linkid=870924 Comment: Once BC Hydro approves the Proposal sheet, please do not make changes to the Proposal sheet. Changes can be made in the Study Inputs sheet.
Note on A40: Heat Loss Rate = Peak Heat Loss Rate of the whole building through above ground building envelope components (roofs, walls, windows, doors) per building envelope surface area. This does not include infiltration.
Note on A45: Always use actual schedules if available. Otherwise, use schedules from ASHRAE 90.1 (2016) or NECB 2015.
Note on A57: smahdi: Refer to BC Hydro NCP modelling guidelines.
Note on A71: e.g. CV, VAV, DOAS
Note on A85: smahdi: Hybrid means elec and gas serve the same system DES means District energy system (hot water or steam)
Note on A100: Source of part-load performance curves in the model. Examples: cut sheets, modelling software, etc.
Note on A103: smahdi: Hybrid means elec and gas serve the same system DES means District energy system (hot water or steam)
Note on A123: smahdi: e.g. third party energy provider; DES
Note on A194: smahdi: Explanations on Electrical Consultant tasks: Start-up meetings – includes one kick-off meeting with Customer, design team, and BC Hydro and one design team meeting directly related to BC Hydro Power Smart study. Coordination with Modeler – includes • Proposal stage: Provide Prime Consultant/ Modeler with a list of lighting ECMs, targets for LPD reduction and lighting controls options for interior and exterior lighting systems • Modeling study stage: Provide Modeler with the information on proposed LPD and lighting controls option per space type and with an estimation for energy savings for Exterior lighting ECMs (if any) to be included into the study report. Collect from Modeler the information on hours of operation for lighting systems (extracted from the model) if not typical* for the building/ space type to inform BC Hydro reviewer at the time of Lighting Calculator submission Coordination with Cost Consultant – Provide Cost Consultant with the information on types and number of items (luminaires and controls) for proposed lighting system based on the tender drawings – at study stage Completion of NC Lighting Calculator – complete BC Hydro Power Smart CNC LC v.3.12 spreadsheet based on the final lighting design (or as-built) drawings either through building type approach or in space-by-space manner and submit soft copies of the documents (Lighting calculator in Excel, and lighting drawings and luminaire shop drawings in PDF) to BC Hydro for the final confirmation of the lighting energy savings. * Modeler should also advise about the out-of-range operation hours for lighting in the modeling study report
Note on B46: Daily occupied period weekdays? Weekends? Monthly variations if applicable (e.g. schools).
Note on B47: Daily occupied period weekdays? Weekends? Monthly variations if applicable (e.g. schools).
Note on B48: Daily occupied period weekdays? Weekends? Monthly variations if applicable (e.g. schools).
Note on B49: Daily occupied period weekdays? Weekends? Monthly variations if applicable (e.g. schools).
Note on B50: Daily occupied period weekdays? Weekends? Monthly variations if applicable (e.g. schools).
Note on B51: Daily occupied period weekdays? Weekends? Monthly variations if applicable (e.g. schools).
Note on B59: smahdi: Use space by space method when modelling lighting.
Note on F57: smahdi: Refer to BC Hydro NCP modelling guidelines.
Note on F71: e.g. CV, VAV, DOAS
Note on F85: smahdi: Hybrid means elec and gas serve the same system DES means District energy system (hot water or steam)
Note on F100: Source of part-load performance curves in the model.
Note on F103: smahdi: Hybrid means elec and gas serve the same system DES means District energy system (hot water or steam)
Note on F123: smahdi: e.g. third party energy provider; DES
Note on G46: Daily occupied period weekdays? Weekends? Monthly variations if applicable (e.g. schools).
Note on G47: Daily occupied period weekdays? Weekends? Monthly variations if applicable (e.g. schools).
Note on G48: Daily occupied period weekdays? Weekends? Monthly variations if applicable (e.g. schools).
Note on G49: Daily occupied period weekdays? Weekends? Monthly variations if applicable (e.g. schools).
Note on G50: Daily occupied period weekdays? Weekends? Monthly variations if applicable (e.g. schools).
Note on G51: Daily occupied period weekdays? Weekends? Monthly variations if applicable (e.g. schools).
Note on G59: smahdi: Use space by space method when modelling lighting.
Note on K57: smahdi: Refer to BC Hydro NCP modelling guidelines.
Note on K71: e.g. CV, VAV, DOAS
Note on K85: smahdi: Hybrid means elec and gas serve the same system DES means District energy system (hot water or steam)
Note on K100: Source of part-load performance curves in the model.
Note on K103: smahdi: Hybrid means elec and gas serve the same system DES means District energy system (hot water or steam)
Note on K123: smahdi: e.g. third party energy provider; DES
Note on L46: Daily occupied period weekdays? Weekends? Monthly variations if applicable (e.g. schools).
Note on L47: Daily occupied period weekdays? Weekends? Monthly variations if applicable (e.g. schools).
Note on L48: Daily occupied period weekdays? Weekends? Monthly variations if applicable (e.g. schools).
Note on L49: Daily occupied period weekdays? Weekends? Monthly variations if applicable (e.g. schools).
Note on L50: Daily occupied period weekdays? Weekends? Monthly variations if applicable (e.g. schools).
Note on L51: Daily occupied period weekdays? Weekends? Monthly variations if applicable (e.g. schools).
Note on L59: smahdi: Use space by space method when modelling lighting.
Note on P57: smahdi: Refer to BC Hydro NCP modelling guidelines.
Note on P71: e.g. CV, VAV, DOAS
Note on P85: smahdi: Hybrid means elec and gas serve the same system DES means District energy system (hot water or steam)
Note on P100: Source of part-load performance curves in the model.
Note on P103: smahdi: Hybrid means elec and gas serve the same system DES means District energy system (hot water or steam)
Note on P123: smahdi: e.g. third party energy provider; DES
Note on Q46: Daily occupied period weekdays? Weekends? Monthly variations if applicable (e.g. schools).
Note on Q47: Daily occupied period weekdays? Weekends? Monthly variations if applicable (e.g. schools).
Note on Q48: Daily occupied period weekdays? Weekends? Monthly variations if applicable (e.g. schools).
Note on Q49: Daily occupied period weekdays? Weekends? Monthly variations if applicable (e.g. schools).
Note on Q50: Daily occupied period weekdays? Weekends? Monthly variations if applicable (e.g. schools).
Note on Q51: Daily occupied period weekdays? Weekends? Monthly variations if applicable (e.g. schools).
Note on Q59: smahdi: Use space by space method when modelling lighting.

## 3- Study Inputs
CleanBC New Construction Incentives | [7 empty] | CleanBC New Construction Workbook v2.8 (July 2025)
Energy Study Inputs
Grey cells for user inputs (only where different from proposal) |  | BC Hydro Ref # >>> | 0
|  | Study Submission Date >>> |  | Day-Month-Year
1. General Information
Customer Information
Organization | 0
Customer | 0 | 0 | 0 | 0 | 0
Consultants Details
Primary (Lead) Consultant | 0 | 0 | 0 | 0 | 0
Energy Modeller | 0 | 0 | 0 | 0 | 0
Mechanical Consultant | Company Name | contact name | phone | email | address
Cost Consultant | Company Name | contact name | phone | email | address
General Contractor | Company Name | contact name | phone | email | address
General Project Information
Project Name | 0
Site Address | 0
Site City | 0
BC Hydro Key Account Manager (or BC Hydro Representative) | 0
BC Hydro Sponsored Energy Manager | Energy manager name |  | phone | email
******* Please obtain BC Hydro's pre-approval (prior to starting modelling work) ******* if/when you need to make any changes to the Baseline case, "after" BC Hydro's approval of the Proposal sheet.
2.1 Energy Model Input Parameters - BUILDING TYPE 1 |  |  |  |  | 2.2 Energy Model Input Parameters - BUILDING TYPE 2 (if applicable) |  |  |  | 2.3 Energy Model Input Parameters - BUILDING TYPE 3 (if applicable) |  |  |  | 2.4 Energy Model Input Parameters - BUILDING TYPE 4 (if applicable)
Metric Units | Baseline (Concept Design Model) | Proposed Building Design | EM # (up to 5) where applicable |  | Metric Units | Baseline (Concept Design Model) | Proposed Building Design | EM # (up to 5) where applicable | Metric Units | Baseline (Concept Design Model) | Proposed Building Design | EM # (up to 5) where applicable | Metric Units | Baseline (Concept Design Model) | Proposed Building Design | EM # (up to 5) where applicable
GENERAL |  |  |  |  | GENERAL |  |  |  | GENERAL |  |  |  | GENERAL
Energy Code (Energy Step Code) | 0 |  |  |  | Energy Code (Energy Step Code) | 0 |  |  | Energy Code | 0 |  |  | Energy Code | 0
Modelling Software | 0 |  |  |  | Modelling Software | 0 |  |  | Modelling Software | 0 |  |  | Modelling Software | 0
ASHRAE Climate Zone | GVRD and Victoria (ASHRAE Zone 4C) |  |  |  | ASHRAE Climate Zone | GVRD and Victoria (ASHRAE Zone 4C) |  |  | Climate Zone | GVRD and Victoria (ASHRAE Zone 4C) |  |  | Climate Zone | GVRD and Victoria (ASHRAE Zone 4C)
Building Type | 0 |  |  |  | Building Type | 0 |  |  | Building Type | 0 |  |  | Building Type | 0
Conditioned Area (m2) | 0 |  |  |  | Conditioned Area (m2) | 0 |  |  | Conditioned Area (m2) | 0 |  |  | Conditioned Area (m2) | 0
Maximum Allowable Heat Loss Rate (W/m2) - Step Code |  |  |  |  | Maximum Allowable Heat Loss Rate (W/m2) - Step Code |  |  |  | Maximum Allowable Heat Loss Rate (W/m2) - Step Code |  |  |  | Maximum Allowable Heat Loss Rate (W/m2) - Step Code
Concept Design Heat Loss Rate (W/m2) - if Step Code applicable | 0 |  |  |  | Concept Design Heat Loss Rate (W/m2) - if Step Code applicable | 0 |  |  | Concept Design Heat Loss Rate (W/m2) - if Step Code applicable | 0 |  |  | Concept Design Heat Loss Rate (W/m2) - if Step Code applicable | 0
Number of Floors and number of suites (if applicable) | 0 |  |  |  | Number of Floors and number of suites (if applicable) | 0 |  |  | Number of Floors and number of suites (if applicable) | 0 |  |  | Number of Floors | 0
Baseline Heating Fuel Type (if applicable) | 0 |  |  |  | Baseline Heating Fuel Type (if applicable) | 0 |  |  | Baseline Heating Fuel Type (if applicable) | 0 |  |  | Baseline Heating Fuel Type (if applicable) | 0
Fuel GHG emissions (kgCO2e/GJ)
OCCUPANCY AND OPERATING SCHEDULES |  |  |  |  | OCCUPANCY AND OPERATING SCHEDULES |  |  |  | OCCUPANCY AND OPERATING SCHEDULES |  |  |  | OCCUPANCY AND OPERATING SCHEDULES
Occupancy Schedules | 0 |  |  |  | Occupancy Schedules | 0 |  |  | Occupancy Schedules | 0 |  |  | Occupancy Schedules | 0
Lighting Schedule | 0 |  |  |  | Lighting Schedule | 0 |  |  | Lighting Schedule | 0 |  |  | Lighting Schedule | 0
Plug Load Schedule | 0 |  |  |  | Plug Load Schedule | 0 |  |  | Plug Load Schedule | 0 |  |  | Plug Load Schedule | 0
Ventilation Schedule | 0 |  |  |  | Ventilation Schedule | 0 |  |  | Ventilation Schedule | 0 |  |  | Ventilation Schedule | 0
Indoor Heating Setpoint/Setback Temperature Schedule | 0 |  |  |  | Indoor Heating Setpoint/Setback Temperature Schedule | 0 |  |  | Indoor Heating Setpoint/Setback Temperature Schedule | 0 |  |  | Indoor Heating Setpoint/Setback Temperature Schedule | 0
Indoor Cooling Setpoint/Setback Temperature Schedule | 0 |  |  |  | Indoor Cooling Setpoint/Setback Temperature Schedule | 0 |  |  | Indoor Cooling Setpoint/Setback Temperature Schedule | 0 |  |  | Indoor Cooling Setpoint/Setback Temperature Schedule | 0
PROPOSED BUILDING ENVELOPE |  |  |  |  | PROPOSED BUILDING ENVELOPE |  |  |  | BUILDING ENVELOPE |  |  |  | BUILDING ENVELOPE
Roof assembly (effective) U-value W/(m2.C) | 0 |  |  |  | Roof assembly (effective) U-value W/(m2.C) | 0 |  |  | Roof assembly (effective) U-value W/(m2.C) | 0 |  |  | Roof assembly (effective) U-value W/(m2.C) | 0
External above grade wall assembly (effective) U-value (provide BC Hydro Thermal Envelope Bridging Calculator or equivalent) | 0 |  |  |  | External above grade wall assembly (effective) U-value (provide BC Hydro Thermal Envelope Bridging Calculator or equivalent) | 0 |  |  | External above grade wall assembly (effective) U-value (provide BC Hydro Thermal Envelope Bridging Calculator or equivalent) | 0 |  |  | External above grade wall assembly (effective) U-value (provide BC Hydro Thermal Envelope Bridging Calculator or equivalent) | 0
Window to gross wall area ratio | 0 |  |  |  | Window to gross wall area ratio | 0 |  |  | Window to gross wall area ratio | 0 |  |  | Window to gross wall area ratio | 0
Window assembly (effective) U-value W/(m2.C) and SHGC | 0 |  |  |  | Window assembly (effective) U-value W/(m2.C) and SHGC | 0 |  |  | Window assembly (effective) U-value W/(m2.C) and SHGC | 0 |  |  | Window assembly (effective) U-value W/(m2.C) and SHGC | 0
Average Infiltration Rate (L/s/m² envelope area) and Schedule (e.g. 24/7) | 0 |  |  |  | Average Infiltration Rate (L/s/m² envelope area) and Schedule (e.g. 24/7) | 0 |  |  | Average Infiltration Rate (L/s/m² envelope area) and Schedule (e.g. 24/7) | 0 |  |  | Average Infiltration Rate (L/s/m² envelope area) and Schedule (e.g. 24/7) | 0
PROPOSED INTERNAL / EXTERNAL LOADS |  |  |  |  | PROPOSED INTERNAL / EXTERNAL LOADS |  |  |  | PROPOSED INTERNAL / EXTERNAL LOADS |  |  |  | PROPOSED INTERNAL / EXTERNAL LOADS
Interior Lighting Power Density (W/m2 for typical space types) | 0 |  |  |  | Interior Lighting Power Density (W/m2 for typical space types) | 0 |  |  | Interior Lighting Power Density (W/m2 for typical space types) | 0 |  |  | Interior Lighting Power Density (W/m2 for typical space types) | 0
Interior Lighting Controls Modelled ( Yes / No ) | 0 |  |  |  | Interior Lighting Controls Modelled ( Yes / No ) | 0 |  |  | Interior Lighting Controls Modelled ( Yes / No ) | 0 |  |  | Interior Lighting Controls Modelled ( Yes / No ) | 0
Interior Plug Load Density (W/m2 for typical space types) | 0 |  |  |  | Interior Plug Load Density (W/m2 for typical space types) | 0 |  |  | Interior Plug Load Density (building average) | 0 |  |  | Interior Plug Load Density (building average) | 0
Elevators Load ( kW ) | 0 |  |  |  | Elevators Load ( kW ) | 0 |  |  | Interior Plug Load Density (building average) | 0 |  |  | Interior Plug Load Density (building average) | 0
Number of occupants, students, staff, patients, hospital beds, etc. | 0 |  |  |  | Number of occupants, students, staff, patients, hospital beds, etc. | 0 |  |  | Number of occupants | 0 |  |  | Number of occupants | 0
TERMINAL HEATING / COOLING SYSTEM |  |  | EM # (up to # 5) where applicable |  | TERMINAL HEATING / COOLING SYSTEM |  |  |  | TERMINAL HEATING / COOLING SYSTEM |  |  |  | TERMINAL HEATING / COOLING SYSTEM
Space Heating System Source | 0 | 0 | . |  | Space Heating System Source | 0 | 0 |  | Space Heating System Source | 0 | 0 |  | Space Heating System Source | 0 | 0
Space Heating/Cooling Terminal System Type | 0 | 0 | EM-1 |  | Space Heating/Cooling Terminal System Type | 0 | 0 | . | Space Heating/Cooling Terminal System Type | 0 | 0 | . | Space Heating/Cooling Terminal System Type | 0 | 0 | .
Space Heating System Description | 0 | 0 | EM-1 |  | Space Heating System Description | 0 | 0 | . | Space Heating System Description | 0 | 0 | . | Space Heating System Description | 0 | 0 | .
Space Cooling System Description | 0 | 0 | EM-1 |  | Space Cooling System Description | 0 | 0 | . | Space Cooling System Description | 0 | 0 | . | Space Cooling System Description | 0 | 0 | .
Terminal "seasonal" heating/cooling efficiency/COP | 0 | 0 | EM-1 |  | Terminal "seasonal" heating/cooling efficiency/COP | 0 | 0 | . | Terminal "seasonal" heating/cooling efficiency/COP | 0 | 0 | . | Terminal "seasonal" heating/cooling efficiency/COP | 0 | 0 | .
Terminal Fan Power / Efficiency (W/L/s) | 0 | 0 | W/L/s |  | Terminal Fan Power / Efficiency (W/L/s) | 0 | 0 | . | Terminal Fan Power / Efficiency (W/L/s) | 0 | 0 | . | Terminal Fan Power / Efficiency (W/L/s) | 0 | 0 | .
VENTILATION SYSTEM (ROOFTOP SYSTEMS) |  |  |  |  | VENTILATION SYSTEM (ROOFTOP SYSTEMS) |  |  |  | VENTILATION SYSTEM (ROOFTOP SYSTEMS) |  |  |  | VENTILATION SYSTEM (ROOFTOP SYSTEMS)
Ventilation Heating Source | 0 | 0 | . |  | Ventilation Heating Source | 0 | 0 | . | Ventilation Heating Source | 0 | 0 | . | Ventilation Heating Source | 0 | 0 | .
Ventilation Heating Type | 0 | 0 | . |  | Ventilation Heating Type | 0 | 0 | . | Ventilation Heating Type | 0 | 0 | . | Ventilation Heating Type | 0 | 0 | .
Ventilation System Description (heating and cooling) | 0 | 0 | . |  | Ventilation System Description (heating and cooling) | 0 | 0 | . | Ventilation System Description (heating and cooling) | 0 | 0 | . | Ventilation System Description (heating and cooling) | 0 | 0 | .
Ventilation "seasonal" heating/cooling efficiency/COP | 0 | 0 | . |  | Ventilation "seasonal" heating/cooling efficiency/COP | 0 | 0 | . | Ventilation "seasonal" heating/cooling efficiency/COP | 0 | 0 | . | Ventilation "seasonal" heating/cooling efficiency/COP | 0 | 0 | .
Central Fan Power / Efficiency (W/L/s) | 0 | 0 | W/L/s |  | Central Fan Power / Efficiency (W/L/s) | 0 | 0 | . | Central Fan Power / Efficiency (W/L/s) | 0 | 0 | . | Central Fan Power / Efficiency (W/L/s) | 0 | 0 | .
Building Total Mixed Air Supply Rate (L/s) | Zone total flow: ? Central total flow: ? | 0 | L/s |  | Building Total Mixed Air Supply Rate (L/s) | 0 | 0 | . | Building Total Mixed Air Supply Rate (L/s) | 0 | 0 | . | Building Total Mixed Air Supply Rate (L/s) | 0 | 0 | .
Building Total Outdoor Air Ventilation Rate (L/s) | Zone total flow: ? Central total flow: ? | 0 | L/s |  | Building Total Outdoor Air Ventilation Rate (L/s) | 0 | 0 | . | Building Total Outdoor Air Ventilation Rate (L/s) | 0 | 0 | . | Building Total Outdoor Air Ventilation Rate (L/s) | 0 | 0 | .
Exhaust Air Energy Recovery Type(s) and Description | 0 | 0 | . |  | Exhaust Air Energy Recovery Type(s) and Description | 0 | 0 | . | Exhaust Air Energy Recovery Type(s) and Description | 0 | 0 | . | Exhaust Air Energy Recovery Type(s) and Description | 0 | 0 | .
Exhaust Air Energy Recovery Effectiveness | Winter Sensible Effectiveness | 0 | % |  | Exhaust Air Energy Recovery Effectiveness |  | 0 | . | Exhaust Air Energy Recovery Effectiveness |  | 0 | . | Exhaust Air Energy Recovery Effectiveness |  | 0 | .
Demand Controlled Ventilation (Yes / No) | 0 | 0 | . |  | Demand Controlled Ventilation (Yes / No) | 0 | 0 |  | Demand Controlled Ventilation (Yes / No) | 0 | 0 |  | Demand Controlled Ventilation (Yes / No) | 0 | 0
Central Supply Air Temperature (deg. C) and Control |  |  | deg. C |  | Central Supply Air Temperature (deg. C) and Control | . |  |  | Central Supply Air Temperature (deg. C) and Control | . |  |  | Central Supply Air Temperature (deg. C) and Control | .
Natural Ventilation Description (Yes/No) | . |  | 0 |  | Natural Ventilation Description (Yes/No) | . |  |  | Natural Ventilation Description (Yes/No) | . |  |  | Natural Ventilation Description (Yes/No) | .
CENTRAL HEATING/COOLING PLANT |  |  |  |  | CENTRAL HEATING/COOLING PLANT |  |  |  | CENTRAL HEATING/COOLING PLANT |  |  |  | CENTRAL HEATING/COOLING PLANT
Heating Source | 0 | 0 | EM-2 |  | Heating Source | 0 | 0 | . | Heating Source | 0 | 0 | . | Heating Source | 0 | 0 | .
Primary Heating Plant Type | 0 | 0 | EM-2 |  | Primary Heating Plant Type | 0 | 0 | . | Primary Heating Plant Type | 0 | 0 | . | Primary Heating Plant Type | 0 | 0 | .
Heating Plant Description | 0 | 0 | EM-2 |  | Heating Plant Description | 0 | 0 | . | Heating Plant Description | 0 | 0 | . | Heating Plant Description | 0 | 0 | .
Cooling Plant Type | 0 | 0 | . |  | Cooling Plant Type | 0 | 0 | . | Cooling Plant Type | 0 | 0 | . | Cooling Plant Type | 0 | 0 | .
Cooling Plant Description | 0 | 0 | . |  | Cooling Plant Description | 0 | 0 | . | Cooling Plant Description | 0 | 0 | . | Cooling Plant Description | 0 | 0 | .
Central Plant "seasonal" heating efficiency and heating capacity (%, kW) Heat pump cut-off temperature (deg. C) if applicable | Heat pump eff and capacity? Supplimental heating eff and capacity? HP cut-off temperature? | 0 | %, kW, deg. C |  | Central Plant "seasonal" heating efficiency and heating capacity (%, kW) Heat pump cut-off temperature (deg. C) if applicable | Heat pump eff and capacity? Supplimental heating eff and capacity? HP cut-off temperature? | 0 | . | Central Plant "seasonal" heating efficiency and heating capacity (%, kW) Heat pump cut-off temperature (deg. C) if applicable | Heat pump eff and capacity? Supplimental heating eff and capacity? HP cut-off temperature? | 0 | . | Central Plant "seasonal" heating efficiency and heating capacity (%, kW) Heat pump cut-off temperature (deg. C) if applicable | Heat pump eff and capacity? Supplimental heating eff and capacity? HP cut-off temperature? | 0 | .
Central Plant "seaonal" Cooling efficiency and cooling capacity (kW) | 0 | 0 | kW |  | Central Plant "seaonal" Cooling efficiency and cooling capacity (kW) | 0 | 0 | . | Central Plant "seaonal" Cooling efficiency and cooling capacity (kW) | 0 | 0 | . | Central Plant "seaonal" Cooling efficiency and cooling capacity (kW) | 0 | 0 | .
Hot Water Pumping Efficiency (W/gpm) | 0 | 0 | W/gpm |  | Hot Water Pumping Efficiency (W/gpm) | 0 | 0 | . | Hot Water Pumping Efficiency (W/gpm) | 0 | 0 | . | Hot Water Pumping Efficiency (W/gpm) | 0 | 0 | .
Hot Water Pumping Control | 0 | 0 | . |  | Hot Water Pumping Control | 0 | 0 | . | Hot Water Pumping Control | 0 | 0 | . | Hot Water Pumping Control | 0 | 0 | .
Chilled Water Pumping Efficiency (W/gpm) | 0 | 0 | W/gpm |  | Chilled Water Pumping Efficiency (W/gpm) | 0 | 0 | . | Chilled Water Pumping Efficiency (W/gpm) | 0 | 0 | . | Chilled Water Pumping Efficiency (W/gpm) | 0 | 0 | .
Chilled Water Pumping Control | 0 | 0 | . |  | Chilled Water Pumping Control | 0 | 0 | . | Chilled Water Pumping Control | 0 | 0 | . | Chilled Water Pumping Control | 0 | 0 | .
Hot Water Supply Temperature set-point and Reset temperature (deg. C) | 0 | 0 | deg. C |  | Hot Water Supply Temperature set-point and Reset temperature (deg. C) | 0 | 0 | . | Hot Water Supply Temperature set-point and Reset temperature (deg. C) | 0 | 0 | . | Hot Water Supply Temperature set-point and Reset temperature (deg. C) | 0 | 0 | .
Chilled Water Supply Temperature and Reset (deg. C) | 0 | 0 | deg. C |  | Chilled Water Supply Temperature and Reset (deg. C) | 0 | 0 | . | Chilled Water Supply Temperature and Reset (deg. C) | 0 | 0 | . | Chilled Water Supply Temperature and Reset (deg. C) | 0 | 0 | .
Heat Rejection Type, Description and Efficiency | 0 | 0 | . |  | Heat Rejection Type, Description and Efficiency | 0 | 0 | . | Heat Rejection Type, Description and Efficiency | 0 | 0 | . | Heat Rejection Type, Description and Efficiency | 0 | 0 | .
Condenser water-side heat recovery description (if applicable) | 0 | 0 | . |  | Condenser water-side heat recovery description (if applicable) | 0 | 0 | . | Condenser water-side heat recovery description (if applicable) | 0 | 0 | . | Condenser water-side heat recovery description (if applicable) | 0 | 0 | .
Part-load Performance Reference | 0 | 0 | . |  | Part-load Performance Reference | 0 | 0 | . | Part-load Performance Reference | 0 | 0 | . | Part-load Performance Reference | 0 | 0 | .
Annual Space Heating Load Assignment (% Heat Pump / % Boiler) | % of plant annual total load met by gas boiler? % of plant annual total load met by heat pump technology? The remaining load is met by electric resistance. | 0% | ekWh/ekWh |  | Annual Space Heating Load Assignment (% Heat Pump / % Boiler) | 0% | 0% | . | Annual Space Heating Load Assignment (% Heat Pump / % Boiler) | 0% | 0% | . | Annual Space Heating Load Assignment (% Heat Pump / % Boiler) | 0% | 0% | .
DOMESTIC HOT WATER |  |  |  |  | DOMESTIC HOT WATER |  |  |  | DOMESTIC HOT WATER |  |  |  | DOMESTIC HOT WATER
DHW Heating Source | 0 | 0 | EM-3 |  | DHW Heating Source | 0 | 0 | . | DHW Heating Source | 0 | 0 | . | DHW Heating Source | 0 | 0 | .
DHW Heating Plant Type | 0 | 0 | EM-3 |  | DHW Heating Plant Type | 0 | 0 | . | DHW Heating Plant Type | 0 | 0 | . | DHW Heating Plant Type | 0 | 0 | .
DHW Heating Plant Description | 0 | 0 | %, kW |  | DHW Heating Plant Description | 0 | 0 | . | DHW Heating Plant Description | 0 | 0 | . | DHW Heating Plant Description | 0 | 0 | .
Central Plant "seasonal" heating efficiency and heating capacity (%, kW) Heat pump cut-off temperature (deg. C) if applicable | Heat pump eff and capacity? Supplimental heating eff and capacity? HP cut-off temperature? | 0 | . |  | Central Plant "seasonal" heating efficiency and heating capacity (%, kW) Heat pump cut-off temperature (deg. C) if applicable | Heat pump eff and capacity? Supplimental heating eff and capacity? HP cut-off temperature? | 0 | . | Central Plant "seasonal" heating efficiency and heating capacity (%, kW) Heat pump cut-off temperature (deg. C) if applicable | Heat pump eff and capacity? Supplimental heating eff and capacity? HP cut-off temperature? | 0 | . | Central Plant "seasonal" heating efficiency and heating capacity (%, kW) Heat pump cut-off temperature (deg. C) if applicable | Heat pump eff and capacity? Supplimental heating eff and capacity? HP cut-off temperature? | 0 | .
Low flow fixtures if applicable (Yes / No) | 0 | 0 | Liter/year |  | Low flow fixtures if applicable (Yes / No) | 0 | 0 | . | Low flow fixtures if applicable (Yes / No) | 0 | 0 | . | Low flow fixtures if applicable (Yes / No) | 0 | 0 | .
Annual total DHW Consumption (Liter/year) | 0 | 0 | ekWh/ekWh |  | Annual total DHW Consumption (Liter/year) | 0 | 0 | . | Annual total DHW Consumption (Liter/year) | 0 | 0 | . | Annual total DHW Consumption (Liter/year) | 0 | 0 | .
Annual DHW Heating Load Assignment (% Heat Pump / % Boiler) | % of annual total load met by gas boiler? % of annual total load met by heat pump technology? The remaining load is met by electric resistance. | 0 |  |  | Annual DHW Heating Load Assignment (% Heat Pump / % Boiler) | 0 | 0 |  | Annual DHW Heating Load Assignment (% Heat Pump / % Boiler) | 0 | 0 |  | Annual DHW Heating Load Assignment (% Heat Pump / % Boiler) | 0 | 0
PROCESS LOADS DESCRIPTION (if applicable) |  |  |  |  | PROCESS LOADS DESCRIPTION (if applicable) |  |  |  | PROCESS LOADS DESCRIPTION (if applicable) |  |  |  | PROCESS LOADS DESCRIPTION (if applicable)
Process HVAC | 0 | 0 | EM-4 |  | Process HVAC | 0 | 0 | . | Process HVAC | 0 | 0 | . | Process HVAC | 0 | 0 | .
Refrigeration | . |  |  |  | Refrigeration | . |  |  | Refrigeration | . |  |  | Refrigeration | .
IT Process Load | . |  |  |  | IT Process Load | . |  |  | IT Process Load | . |  |  | IT Process Load | .
Cooking | 0 | 0 | EM-5 |  | Cooking | 0 | 0 | . | Cooking | 0 | 0 | . | Cooking | 0 | 0 | .
Other Process Loads | 0 | 0 | EM-6 |  | Other Process Loads | 0 | 0 | . | Other Process Loads | 0 | 0 | . | Other Process Loads | 0 | 0 | .
RENEWABLE ENERGY (if applicable) |  |  |  |  | RENEWABLE ENERGY (if applicable) |  |  |  | RENEWABLE ENERGY (if applicable) |  |  |  | RENEWABLE ENERGY (if applicable)
Type and Description | 0 | 0 |  |  | Type and Description | . | 0 |  | Type and Description | . | 0 |  | Type and Description | . | 0
UTILITY RATES |  |  |  |  | UTILITY RATES |  |  |  | UTILITY RATES |  |  |  | UTILITY RATES
Electric Demand Cost ($/kW) | . |  |  |  | Electric Demand Cost ($/kW) | . |  |  | Electric Demand Cost ($/kW) | . |  |  | Electric Demand Cost ($/kW) | .
Electric Energy Cost ($/kWh) | . |  |  |  | Electric Energy Cost ($/kWh) | . |  |  | Electric Energy Cost ($/kWh) | . |  |  | Electric Energy Cost ($/kWh) | .
Fuel Energy Cost ($/GJ) | 0 |  |  |  | Fuel Energy Cost ($/GJ) | . |  |  | Fuel Energy Cost ($/GJ) | . |  |  | Fuel Energy Cost ($/GJ) | .
Carbon Offset Credit if applicable ($/tCO2e) | 0 |  |  |  | Carbon Offset Credit if applicable ($/tCO2e) | 0 |  |  | Carbon Offset Credit if applicable ($/tCO2e) | 0 |  |  | Carbon Offset Credit if applicable ($/tCO2e) | 0
PURCHASED ENERGY RATES (DES if applicable) |  |  |  |  | PURCHASED ENERGY RATES (DES if applicable) |  |  |  | PURCHASED ENERGY RATES (DES if applicable) |  |  |  | PURCHASED ENERGY RATES (DES if applicable)
Hot water Cost | . |  |  |  | Hot water Cost | . |  |  | Hot water Cost | . |  |  | Hot water Cost | .
Steam Cost | . |  |  |  | Steam Cost | . |  |  | Steam Cost | . |  |  | Steam Cost | .
Chilled Water Cost | . |  |  |  | Chilled Water Cost | . |  |  | Chilled Water Cost | . |  |  | Chilled Water Cost | .
Other | . |  |  |  | Other | . |  |  | Other | . |  |  | Other | .
3. Proposed Project Description and HVAC System and Modelling Methodology
Provide brief description of the Proposed HVAC system and modelling approach including workarounds (if any). | [5 empty] | Please attach to this workbook a 3D image of the building from the energy model.
Note on A28: [Threaded comment] Your version of Excel allows you to read this threaded comment; however, any edits to it will get removed if the file is opened in a newer version of Excel. Learn more: https://go.microsoft.com/fwlink/?linkid=870924 Comment: Once BC Hydro approves the Proposal sheet, please do not make changes to the Proposal sheet. Changes can be made in the Study Inputs sheet.
Note on A123: smahdi: e.g. third party energy provider; DES
Note on F123: smahdi: e.g. third party energy provider; DES
Note on K123: smahdi: e.g. third party energy provider; DES
Note on P123: smahdi: e.g. third party energy provider; DES

## 4- Study Results
CleanBC New Construction Incentives | [6 empty] | CleanBC New Construction Workbook v2.8 (July 2025)
Energy Study Results
White, bordered cells for user inputs (if applicable) |  | Study Submission Date >>> | 0 | Day-Month-Year
Different building types must have separate sub-meters for electricity and fuel where applicable. Energy consumption from individual sub-meters is to be used to fill these two tables.
Please fill all white and yellow cells that are bordered and unlocked.
| Building Type 1 | Building Type 2 | Building Type 3 | Building Type 4 | TOTAL
Building Type | 0 | 0 | 0 | 0
Conditioned Area (m2) | 0 | 0 | 0 | 0 | 0 | m2
| Baseline Heat Loss Rate (Concept Design Model) | [7 empty] | Proposed Heat Loss Rate (W/m2) (Updated Design Model)
| Building Type 1 | Building Type 2 | Building Type 3 | Building Type 4 | Baseline Sub-Totals |  |  |  | Building Type 1 | Building Type 2 | Building Type 3 | Building Type 4 | Proposed Sub-Totals
Concept Design Heat Loss Rate (W/m2) - when Step Code required | 0 | 0 | 0 | 0 | #DIV/0! | [7 empty] | #DIV/0!
Maximum Allowable Heat Loss Rate (W/m2) - Step Code |  |  |  |  | #DIV/0!
Electricity in kWh / year Fuel in ekWh / year | Baseline Energy Consumption (Concept Design Model) |  |  |  |  | Electricity in kWh / year Fuel in ekWh / year |  |  | Proposed Building Design Energy Consumption
Building Type | 0 | 0 | 0 | 0 | Baseline Sub-Totals | % of Baseline Total |  | Building Type | 0 | 0 | 0 | 0 | Proposed Sub-Totals | % of Bundle Total
Space Heating and Ventilation Electric Heating (kWh/year) |  |  |  |  | 0 | #DIV/0! |  | Space Heating and Ventilation Electric Heating (kWh/year) |  |  |  |  | 0 | #DIV/0! | Space Heating and Ventilation Electric Heating (kWh/year)
Space Heating and Ventilation Fuel Heating (ekWh/year) |  |  |  |  | 0 | #DIV/0! |  | Space Heating and Ventilation Fuel Heating (ekWh/year) |  |  |  |  | 0 | #DIV/0! | Space Heating and Ventilation Fuel Heating (ekWh/year)
DHW Electric Heating (kWh/year) |  |  |  |  | 0 | #DIV/0! |  | DHW Electric Heating (kWh/year) |  |  |  |  | 0 | #DIV/0! | DHW Electric Heating (kWh/year)
DHW Fuel Heating (ekWh/year) |  |  |  |  | 0 | #DIV/0! |  | DHW Fuel Heating (ekWh/year) |  |  |  |  | 0 | #DIV/0! | DHW Fuel Heating (ekWh/year)
Process Electric Heating (kWh/year) |  |  |  |  | 0 | #DIV/0! |  | Process Electric Heating (kWh/year) |  |  |  |  | 0 | #DIV/0! | Process Electric Heating (kWh/year)
Process Fuel Heating (ekWh/year) |  |  |  |  | 0 | #DIV/0! |  | Process Fuel Heating (ekWh/year) |  |  |  |  | 0 | #DIV/0! | Process Fuel Heating (ekWh/year)
Space Cooling (kWh/year) |  |  |  |  | 0 | #DIV/0! |  | Space Cooling (kWh/year) |  |  |  |  | 0 | #DIV/0! | Space Cooling (kWh/year)
Heat Rejection (kWh/year) |  |  |  |  | 0 | #DIV/0! |  | Heat Rejection (kWh/year) |  |  |  |  | 0 | #DIV/0! | Heat Rejection (kWh/year)
Interior Lighting (excluding parking lighting) (kWh/year) |  |  |  |  | 0 | #DIV/0! |  | Interior Lighting (excluding parking lighting) (kWh/year) |  |  |  |  | 0 | #DIV/0! | Interior Lighting (excluding parking lighting) (kWh/year)
Plug Load (kWh/year) |  |  |  |  | 0 | #DIV/0! |  | Plug Load (kWh/year) |  |  |  |  | 0 | #DIV/0! | Plug Load (kWh/year)
Fans (kWh/year) |  |  |  |  | 0 | #DIV/0! |  | Fans (kWh/year) |  |  |  |  | 0 | #DIV/0! | Fans (kWh/year)
Pumps (kWh/year) |  |  |  |  | 0 | #DIV/0! |  | Pumps (kWh/year) |  |  |  |  | 0 | #DIV/0! | Pumps (kWh/year)
Other Electric End Use (kWh/year) |  |  |  |  | 0 | #DIV/0! |  | Other Electric End Use (kWh/year) |  |  |  |  | 0 | #DIV/0! | Other Electric End Use (kWh/year)
Other Electric End Use (kWh/year) |  |  |  |  | 0 | #DIV/0! |  | Other Electric End Use (kWh/year) |  |  |  |  | 0 | #DIV/0! | Other Electric End Use (kWh/year)
Other Fuel End Use (ekWh/year) |  |  |  |  | 0 | #DIV/0! |  | Other Fuel End Use (ekWh/year) |  |  |  |  | 0 | #DIV/0! | Other Fuel End Use (ekWh/year)
Other Fuel End Use (ekWh/year) |  |  |  |  | 0 | #DIV/0! |  | Other Fuel End Use (ekWh/year) |  |  |  |  | 0 | #DIV/0! | Other Fuel End Use (ekWh/year)
Total Electric Energy Use (kWh/year) | 0 | 0 | 0 | 0 | 0 | #DIV/0! |  | Total Electric Energy Use (kWh/year) | 0 | 0 | 0 | 0 | 0 | #DIV/0!
Total Fuel Energy Use (ekWh/year) | 0 | 0 | 0 | 0 | 0 | #DIV/0! |  | Total Fuel Energy Use (ekWh/year) | 0 | 0 | 0 | 0 | 0 | #DIV/0!
Total Energy Use (ekWh/year) | 0 | 0 | 0 | 0 | 0 |  |  | Total Energy Use (ekWh/year) | 0 | 0 | 0 | 0 | 0
Total Fuel Energy Use ( GJ / year) | 0 | 0 | 0 | 0 | 0 |  |  | Total Fuel Energy Use ( GJ / year) | 0 | 0 | 0 | 0 | 0
Fuel AND Electric GHG emissions (tonneCO2e/yr) |  |  |  |  | 0 |  |  | Fuel AND Electric GHG emissions (tonneCO2e/yr) |  |  |  |  | 0
Current Concept Design's (Baseline) Heating Source Breakdown Ratios (Electricity vs. Fuel Energy) | Building Type 1 | Building Type 2 | Building Type 3 | Building Type 4 | TOTAL |  | Current Proposed Design's (Bundle of EM's) Heating Source Breakdown Ratios (Electricity vs. Fuel Energy) |  | Building Type 1 | Building Type 2 | Building Type 3 | Building Type 4 | TOTAL
Space Heating and Ventilation heating (electric) | [6 empty] | Space Heating and Ventilation heating (electric) |  | #DIV/0! | #DIV/0! | #DIV/0! | #DIV/0! | #DIV/0!
Space Heating and Ventilation heating (Fuel) | [6 empty] | Space Heating and Ventilation heating (Fuel) |  | #DIV/0! | #DIV/0! | #DIV/0! | #DIV/0! | #DIV/0!
DHW (electric) | [6 empty] | DHW (electric) |  | #DIV/0! | #DIV/0! | #DIV/0! | #DIV/0! | #DIV/0!
DHW (Fuel) | [6 empty] | DHW (Fuel) |  | #DIV/0! | #DIV/0! | #DIV/0! | #DIV/0! | #DIV/0!
Process (electric) | [6 empty] | Process (electric) |  | #DIV/0! | #DIV/0! | #DIV/0! | #DIV/0! | #DIV/0!
Process (Fuel) | [6 empty] | Process (Fuel) |  | #DIV/0! | #DIV/0! | #DIV/0! | #DIV/0! | #DIV/0!
Baseline Heating Fuel Type (if applicable) | 0 | 0 | 0 | 0 |  |  |  | Baseline Heating Fuel Type (if applicable) | 0 | 0 | 0 | 0
Fuel GHG emissions (kgCO2e/GJ) | 0 | [6 empty] | Fuel GHG emissions (kgCO2e/GJ) | 0
| Project Summary Results |  |  |  | TOTAL |  |  |  | Total Energy Use Intensity - TEUI (kWh/m2)
Net Incremental Electrical Energy (kWh/year) | 0 | 0 | 0 | 0 | 0 | #DIV/0! |  |  | Building Type 1 | Building Type 2 | Building Type 3 | Building Type 4 | TOTAL
Net Incremental Fuel Consumption ( GJ / year) | 0 | 0 | 0 | 0 | 0 | #DIV/0! |  | Baseline Energy Consumption (Concept Design Model) | #DIV/0! | #DIV/0! | #DIV/0! | #DIV/0! | #DIV/0!
Net Incremental Fuel and Electric GHG Emissions ( tonne CO2e / year) | 0 | 0 | 0 | 0 | 0 |  |  | Proposed Building Design Energy Consumption | #DIV/0! | #DIV/0! | #DIV/0! | #DIV/0! | #DIV/0!
Electrification Measures Study Results
Electricity in kWh / year Fuel in ekWh / year | Baseline Energy Consumption (Concept Design Model) | % of Baseline Total | EM-1 | % difference from Baseline | EM-2 | % difference from Baseline | EM-3 | % difference from Baseline | EM-4 | % difference from Baseline | EM-5 | % difference from Baseline | Proposed | % difference from Baseline
Electrification Measure Name >>>>>>>>>>>>>>>>>>>>>>>>>>>>>>>>>>>>>>>>>>>>>>>>>>>>>>>>>>>>>>>>>>>>>>>>>>>>>>>>> |  |  | Measure 1 name |  | Measure 2 name |  | Measure 3 name |  | Measure 4 name |  | Measure 5 name |  | BUNDLE
Energy End Use Type >>>>>>>>>>>>>>>>>>>>>>>>>>>>>>>>>>>>>>>>>>>>>>>>>>>>>>>>>>>>>>>>>>>>>>>>>>>>>>>>>>>>>
Standard BC Hydro Electrification Measure Type >>>>>>>>>>>>>>>>>>>>>>>>>>>>>>>>>>>>>>>>>>>>>>>>>>>>>>>>>>>>>>>>>>>
Standard BC Hydro Energy End Use Type > > > >>>>>>>>>>>>>>>>>>>>>>>>>>>>>>>>>>>>>>>>>>>>>>>>>>>>>>>>>>>>>>>>>>>>>>>>>> |  |  | LCE - Process |  | LCE - Process |  | LCE - Process |  | LCE - Process |  | LCE - Process
Electrification Measure Included in Proposed Bundle? (Yes or No) > > > >>>>>>>>>>>>>>>>>>>>>>>>>>>>>>>>>>>>>>>>>>>>>>>>>>>>>>>> |  |  | No |  | No |  | No |  | No |  | No
BASELINE Heating Fuel Type (if applicable) > > > >>>>>>>>>>>>>>>>>>>>>>>>>>> |  |  | 0 |  | 0 |  | 0 |  | 0 |  | 0
Fuel GHG emissions (kgCO2e/GJ) |  |  | 0 |  | 0 |  | 0 |  | 0 |  | 0
Estimated Measure Life of EM >>>>>>>>>>>>>>>>>>>> | [12 empty] | #DIV/0!
Energy End Use Breakdown
Space Heating and Ventilation Electric Heating (kWh/year) | 0 | #DIV/0! | [10 empty] | 0 |  | Space Heating and Ventilation Electric Heating (kWh/year)
Space Heating and Ventilation Fuel Heating (ekWh/year) | 0 | #DIV/0! | [10 empty] | 0 |  | Space Heating and Ventilation Fuel Heating (ekWh/year)
DHW Electric Heating (kWh/year) | 0 | #DIV/0! | [10 empty] | 0 |  | DHW Electric Heating (kWh/year)
DHW Fuel Heating (ekWh/year) | 0 | #DIV/0! | [10 empty] | 0 |  | DHW Fuel Heating (ekWh/year)
Process Electric Heating (kWh/year) | 0 | #DIV/0! | [10 empty] | 0 |  | Process Electric Heating (kWh/year)
Process Fuel Heating (ekWh/year) | 0 | #DIV/0! | [10 empty] | 0 |  | Process Fuel Heating (ekWh/year)
Space Cooling (kWh/year) | 0 | #DIV/0! | [10 empty] | 0 |  | Space Cooling (kWh/year)
Heat Rejection (kWh/year) | 0 | #DIV/0! | [10 empty] | 0 |  | Heat Rejection (kWh/year)
Interior Lighting (excluding parking lighting) (kWh/year) | 0 | #DIV/0! | [10 empty] | 0 |  | Interior Lighting (excluding parking lighting) (kWh/year)
Plug Load (kWh/year) | 0 | #DIV/0! | [10 empty] | 0 |  | Plug Load (kWh/year)
Fans (kWh/year) | 0 | #DIV/0! | [10 empty] | 0 |  | Fans (kWh/year)
Pumps (kWh/year) | 0 | #DIV/0! | [10 empty] | 0 |  | Pumps (kWh/year)
Other Electric End Use (kWh/year) | 0 | #DIV/0! | [10 empty] | 0 |  | Other Electric End Use (kWh/year)
Other Electric End Use (kWh/year) | 0 | #DIV/0! | [10 empty] | 0 |  | Other Electric End Use (kWh/year)
Other Fuel End Use (ekWh/year) | 0 | #DIV/0! | [10 empty] | 0 |  | Other Fuel End Use (ekWh/year)
Other Fuel End Use (ekWh/year) | 0 | #DIV/0! | [10 empty] | 0 |  | Other Fuel End Use (ekWh/year)
Electricity Consumption and GHG Emissions
Total Electric Energy Use (kWh/year) | 0 | #DIV/0! | 0 |  | 0 |  | 0 |  | 0 |  | 0 |  | 0 |  | Total Electric Energy Use (kWh/year)
Electricity Annual Peak Demand ( kW ) | [14 empty] | Electricity Annual Peak Demand ( kW )
Electricity Average Monthly Peak Demand ( kW ) | [14 empty] | Electricity Average Monthly Peak Demand ( kW )
Annual Electricity Cost ( $ / year) | [14 empty] | Annual Electricity Cost ( $ / year)
Electric GHG emissions (tonneCO2e/yr) | [14 empty] | Electric GHG emissions (tonneCO2e/yr)
Fuel Consumption and GHG Emissions
Total Fuel Energy Use (ekWh/year) | 0 | #DIV/0! | 0 |  | 0 |  | 0 |  | 0 |  | 0 |  | 0 |  | Total Fuel Energy Use (ekWh/year)
Total Fuel Energy Use ( GJ / year) | 0 |  | 0 |  | 0 |  | 0 |  | 0 |  | 0 |  | 0 |  | Total Fuel Energy Use ( GJ / year)
Annual Fuel Cost ( $ / year) | [14 empty] | Annual Fuel Cost ( $ / year)
Fuel GHG emissions (tonne CO2e/yr) | 0 |  | 0 |  | 0 |  | 0 |  | 0 |  | 0 |  | 0 |  | Fuel GHG emissions (tonne CO2e/yr)
Total Energy Consumption and GHG Emissions
Total Energy Use (ekWh/year) | 0 | #DIV/0! | 0 |  | 0 |  | 0 |  | 0 |  | 0 |  | 0 |  | Total Energy Use (ekWh/year)
Total GHG emissions (tonne CO2e/yr) | 0 |  | 0 |  | 0 |  | 0 |  | 0 |  | 0 |  | 0 |  | Total GHG emissions (tonne CO2e/yr)
Incremental Energy Consumption and GHG Emissions
Net Incremental Electrical Energy (kWh/year) | N/A | N/A |  | #VALUE! |  | #VALUE! |  | #VALUE! |  | #VALUE! |  | #VALUE! | 0 | #DIV/0! | Net Incremental Electrical Energy (kWh/year)
Net Incremental Electrical Annual Peak Demand (kW) | N/A | N/A | 0 | #DIV/0! | 0 | #DIV/0! | 0 | #DIV/0! | 0 | #DIV/0! | 0 | #DIV/0! | 0 | #DIV/0! | Net Incremental Electrical Annual Peak Demand (kW)
Net Incremental Electrical Average Monthly Peak Demand (kW) | N/A | N/A | 0 | #DIV/0! | 0 | #DIV/0! | 0 | #DIV/0! | 0 | #DIV/0! | 0 | #DIV/0! | 0 | #DIV/0! | Net Incremental Electrical Average Monthly Peak Demand (kW)
Net Incremental Fuel Consumption ( GJ / year) | N/A | N/A | 0 | #DIV/0! | 0 | #DIV/0! | 0 | #DIV/0! | 0 | #DIV/0! | 0 | #DIV/0! | 0 | #DIV/0! | Net Incremental Fuel Consumption ( GJ / year)
Net Incremental GHG Emissions ( tonne CO2e / year) | N/A | N/A |  | #VALUE! |  | #VALUE! |  | #VALUE! |  | #VALUE! |  | #VALUE! |  | #VALUE! | Net Incremental GHG Emissions ( tonne CO2e / year)
Net Incremental GHG Emissions Over Project Life ( tonne CO2e) | N/A | N/A |  | #VALUE! |  | #VALUE! |  | #VALUE! |  | #VALUE! |  | #VALUE! | #VALUE! | #VALUE! | Net Incremental GHG Emissions Over Project Life ( tonne CO2e)
Capital Cost
Baseline Capital Cost (material + labour) in $ | 0 |  | 0 |  | 0 |  | 0 |  | 0 |  | 0 |  | 0 |  | Baseline Capital Cost (material + labour) in $
Proposed Capital Cost (material + labour) in $ | N/A |  | 0 |  | 0 |  | 0 |  | 0 |  | 0 |  | 0 |  | Proposed Capital Cost (material + labour) in $
Operation and Maintenance Cost
Annual Operation and Maintenance Cost ( $ / year ) | 0 | [11 empty] | 0 |  | Annual Operation and Maintenance Cost ( $ / year )
Annual Energy Cost ( $ / year) | 0 |  | 0 |  | 0 |  | 0 |  | 0 |  | 0 |  | 0 |  | Annual Energy Cost ( $ / year)
Total Annual Cost ( $ / year ) | 0 |  | 0 |  | 0 |  | 0 |  | 0 |  | 0 |  | 0 |  | Total Annual Cost ( $ / year )
Additional Benefits for Proposed Electrification Measures
Annual Carbon Offset Credit ( $ / year ) | N/A | [13 empty] | Annual Carbon Offset Credit ( $ / year )
Annual non-energy benefits or detriments (Water conservation, etc.) $/year | N/A | [13 empty] | Annual non-energy benefits or detriments (Water conservation, etc.) $/year
3rd Party Funding (one time) | N/A | [13 empty] | 3rd Party Funding (one time)
Other Benefit (one time) | N/A | [13 empty] | Other Benefit (one time)
Project Costs Summary for Proposed Measures (Not Incl. Incentive)
Net Incremental Capital Cost | N/A | [13 empty] | Net Incremental Capital Cost
Net Incremental O&M Cost | N/A | [13 empty] | Net Incremental O&M Cost
Net Incremental Energy Cost (Electric + Fuel) | N/A | [13 empty] | Net Incremental Energy Cost (Electric + Fuel)
Net Incremental Annual Cost (O&M+Energy) | N/A | [13 empty] | Net Incremental Annual Cost (O&M+Energy)
Simple Payback (without incentive) | N/A
Note on A13: Heat Loss Rate = Peak Heat Loss Rate of the whole building through above ground building envelope components (roofs, walls, windows, doors) per building envelope surface area. This does not include heat loss by infiltration.
Note on A112: Positive number for benefits Negative number for detriments
Note on B39: [Threaded comment] Your version of Excel allows you to read this threaded comment; however, any edits to it will get removed if the file is opened in a newer version of Excel. Learn more: https://go.microsoft.com/fwlink/?linkid=870924 Comment: Fill yellow cells where applicable.
Note on B107: [Threaded comment] Your version of Excel allows you to read this threaded comment; however, any edits to it will get removed if the file is opened in a newer version of Excel. Learn more: https://go.microsoft.com/fwlink/?linkid=870924 Comment: Input combined sum of Baseline annual total O&M cost for recommended measures only that are included in final Proposed bundle. Do not include Baseline O&M cost non-recommended measures.
Note on D107: [Threaded comment] Your version of Excel allows you to read this threaded comment; however, any edits to it will get removed if the file is opened in a newer version of Excel. Learn more: https://go.microsoft.com/fwlink/?linkid=870924 Comment: Baseline O&M cost from cell B105 plus cost increase that is specific to this measure only. If there is a cost decrease, then subtract from Baseline and input the result here.
Note on F107: [Threaded comment] Your version of Excel allows you to read this threaded comment; however, any edits to it will get removed if the file is opened in a newer version of Excel. Learn more: https://go.microsoft.com/fwlink/?linkid=870924 Comment: Baseline O&M cost from cell B105 plus cost increase that is specific to this measure only. If there is a cost decrease, then subtract from Baseline and input the result here.
Note on H107: [Threaded comment] Your version of Excel allows you to read this threaded comment; however, any edits to it will get removed if the file is opened in a newer version of Excel. Learn more: https://go.microsoft.com/fwlink/?linkid=870924 Comment: Baseline O&M cost from cell B105 plus cost increase that is specific to this measure only. If there is a cost decrease, then subtract from Baseline and input the result here.
Note on J107: [Threaded comment] Your version of Excel allows you to read this threaded comment; however, any edits to it will get removed if the file is opened in a newer version of Excel. Learn more: https://go.microsoft.com/fwlink/?linkid=870924 Comment: Baseline O&M cost from cell B105 plus cost increase that is specific to this measure only. If there is a cost decrease, then subtract from Baseline and input the result here.
Note on L107: [Threaded comment] Your version of Excel allows you to read this threaded comment; however, any edits to it will get removed if the file is opened in a newer version of Excel. Learn more: https://go.microsoft.com/fwlink/?linkid=870924 Comment: Baseline O&M cost from cell B105 plus cost increase that is specific to this measure only. If there is a cost decrease, then subtract from Baseline and input the result here.

## 4- Study Results (internal) (hidden)
CleanBC New Construction Incentives | [6 empty] | CleanBC New Construction Workbook v2.8 (July 2025)
Energy Study Results
White, bordered cells for user inputs (if applicable) |  | Study Submission Date >>> | 0 | Day-Month-Year
Different building types must have separate sub-meters for electricity and fuel where applicable. Energy consumption from individual sub-meters is to be used to fill these two tables.
| Building Type 1 | Building Type 2 | Building Type 3 | Building Type 4 | TOTAL
Building Type | 0 | 0 | 0 | 0
Conditioned Area (m2) | 0 | 0 | 0 | 0 | 0 | m2
| Baseline Heat Loss Rate (Concept Design Model) | [7 empty] | Proposed Heat Loss Rate (W/m2) (Updated Design Model)
| Building Type 1 | Building Type 2 | Building Type 3 | Building Type 4 | Baseline Sub-Totals |  |  |  | Building Type 1 | Building Type 2 | Building Type 3 | Building Type 4 | Proposed Sub-Totals
Concept Design Heat Loss Rate (W/m2) - when Step Code required | 0 | 0 | 0 | 0 | #DIV/0! |  |  |  | 0 | 0 | 0 | 0 | #DIV/0!
Maximum Allowable Heat Loss Rate (W/m2) - Step Code |  |  |  |  | #DIV/0!
Electricity in kWh / year Fuel in ekWh / year | Baseline Energy Consumption (Concept Design Model) |  |  |  |  | Electricity in kWh / year Fuel in ekWh / year |  |  | Proposed Building Design Energy Consumption
Building Type | 0 | 0 | 0 | 0 | Baseline Sub-Totals | % of Baseline Total |  | Building Type | 0 | 0 | 0 | 0 | Proposed Sub-Totals | % of Bundle Total
Space Heating and Ventilation Electric Heating (kWh/year) | 0 | 0 | 0 | 0 | 0 | #DIV/0! |  | Space Heating and Ventilation Electric Heating (kWh/year) | 0 | 0 | 0 | 0 | 0 | #DIV/0! | Space Heating and Ventilation Electric Heating (kWh/year)
Space Heating and Ventilation Fuel Heating (ekWh/year) | 0 | 0 | 0 | 0 | 0 | #DIV/0! |  | Space Heating and Ventilation Fuel Heating (ekWh/year) | 0 | 0 | 0 | 0 | 0 | #DIV/0! | Space Heating and Ventilation Fuel Heating (ekWh/year)
DHW Electric Heating (kWh/year) | 0 | 0 | 0 | 0 | 0 | #DIV/0! |  | DHW Electric Heating (kWh/year) | 0 | 0 | 0 | 0 | 0 | #DIV/0! | DHW Electric Heating (kWh/year)
DHW Fuel Heating (ekWh/year) | 0 | 0 | 0 | 0 | 0 | #DIV/0! |  | DHW Fuel Heating (ekWh/year) | 0 | 0 | 0 | 0 | 0 | #DIV/0! | DHW Fuel Heating (ekWh/year)
Process Electric Heating (kWh/year) | 0 | 0 | 0 | 0 | 0 | #DIV/0! |  | Process Electric Heating (kWh/year) | 0 | 0 | 0 | 0 | 0 | #DIV/0! | Process Electric Heating (kWh/year)
Process Fuel Heating (ekWh/year) | 0 | 0 | 0 | 0 | 0 | #DIV/0! |  | Process Fuel Heating (ekWh/year) | 0 | 0 | 0 | 0 | 0 | #DIV/0! | Process Fuel Heating (ekWh/year)
Space Cooling (kWh/year) | 0 | 0 | 0 | 0 | 0 | #DIV/0! |  | Space Cooling (kWh/year) | 0 | 0 | 0 | 0 | 0 | #DIV/0! | Space Cooling (kWh/year)
Heat Rejection (kWh/year) | 0 | 0 | 0 | 0 | 0 | #DIV/0! |  | Heat Rejection (kWh/year) | 0 | 0 | 0 | 0 | 0 | #DIV/0! | Heat Rejection (kWh/year)
Interior Lighting (excluding parking lighting) (kWh/year) | 0 | 0 | 0 | 0 | 0 | #DIV/0! |  | Interior Lighting (excluding parking lighting) (kWh/year) | 0 | 0 | 0 | 0 | 0 | #DIV/0! | Interior Lighting (excluding parking lighting) (kWh/year)
Plug Load (kWh/year) | 0 | 0 | 0 | 0 | 0 | #DIV/0! |  | Plug Load (kWh/year) | 0 | 0 | 0 | 0 | 0 | #DIV/0! | Plug Load (kWh/year)
Fans (kWh/year) | 0 | 0 | 0 | 0 | 0 | #DIV/0! |  | Fans (kWh/year) | 0 | 0 | 0 | 0 | 0 | #DIV/0! | Fans (kWh/year)
Pumps (kWh/year) | 0 | 0 | 0 | 0 | 0 | #DIV/0! |  | Pumps (kWh/year) | 0 | 0 | 0 | 0 | 0 | #DIV/0! | Pumps (kWh/year)
Other Electric End Use (kWh/year) | 0 | 0 | 0 | 0 | 0 | #DIV/0! |  | Other Electric End Use (kWh/year) | 0 | 0 | 0 | 0 | 0 | #DIV/0! | Other Electric End Use (kWh/year)
Other Electric End Use (kWh/year) | 0 | 0 | 0 | 0 | 0 | #DIV/0! |  | Other Electric End Use (kWh/year) | 0 | 0 | 0 | 0 | 0 | #DIV/0! | Other Electric End Use (kWh/year)
Other Fuel End Use (ekWh/year) | 0 | 0 | 0 | 0 | 0 | #DIV/0! |  | Other Fuel End Use (ekWh/year) | 0 | 0 | 0 | 0 | 0 | #DIV/0! | Other Fuel End Use (ekWh/year)
Other Fuel End Use (ekWh/year) | 0 | 0 | 0 | 0 | 0 | #DIV/0! |  | Other Fuel End Use (ekWh/year) | 0 | 0 | 0 | 0 | 0 | #DIV/0! | Other Fuel End Use (ekWh/year)
Total Electric Energy Use (kWh/year) | 0 | 0 | 0 | 0 | 0 | #DIV/0! |  | Total Electric Energy Use (kWh/year) | 0 | 0 | 0 | 0 | 0 | #DIV/0!
Total Fuel Energy Use (ekWh/year) | 0 | 0 | 0 | 0 | 0 | #DIV/0! |  | Total Fuel Energy Use (ekWh/year) | 0 | 0 | 0 | 0 | 0 | #DIV/0!
Total Energy Use (ekWh/year) | 0 | 0 | 0 | 0 | 0 |  |  | Total Energy Use (ekWh/year) | 0 | 0 | 0 | 0 | 0
Total Fuel Energy Use ( GJ / year) | 0 | 0 | 0 | 0 | 0 |  |  | Total Fuel Energy Use ( GJ / year) | 0 | 0 | 0 | 0 | 0
Fuel AND Electric GHG emissions (tonneCO2e/yr) |  |  |  |  | 0 |  |  | Fuel AND Electric GHG emissions (tonneCO2e/yr) |  |  |  |  | 0
Current Concept Design's (Baseline) Heating Source Breakdown Ratios (Electricity vs. Fuel Energy) | Building Type 1 | Building Type 2 | Building Type 3 | Building Type 4 | TOTAL |  | Current Proposed Design's (Bundle of EM's) Heating Source Breakdown Ratios (Electricity vs. Fuel Energy) |  | Building Type 1 | Building Type 2 | Building Type 3 | Building Type 4 | TOTAL
Space Heating and Ventilation heating (electric) | [6 empty] | Space Heating and Ventilation heating (electric) |  | #DIV/0! | #DIV/0! | #DIV/0! | #DIV/0! | #DIV/0!
Space Heating and Ventilation heating (Fuel) | [6 empty] | Space Heating and Ventilation heating (Fuel) |  | #DIV/0! | #DIV/0! | #DIV/0! | #DIV/0! | #DIV/0!
DHW (electric) | [6 empty] | DHW (electric) |  | #DIV/0! | #DIV/0! | #DIV/0! | #DIV/0! | #DIV/0!
DHW (Fuel) | [6 empty] | DHW (Fuel) |  | #DIV/0! | #DIV/0! | #DIV/0! | #DIV/0! | #DIV/0!
Process (electric) | [6 empty] | Process (electric) |  | #DIV/0! | #DIV/0! | #DIV/0! | #DIV/0! | #DIV/0!
Process (Fuel) | [6 empty] | Process (Fuel) |  | #DIV/0! | #DIV/0! | #DIV/0! | #DIV/0! | #DIV/0!
Baseline Heating Fuel Type (if applicable) | 0 | 0 | 0 | 0 |  |  |  | Baseline Heating Fuel Type (if applicable) | 0 | 0 | 0 | 0
Fuel GHG emissions (kgCO2e/GJ) | [7 empty] | Fuel GHG emissions (kgCO2e/GJ)
| Project Summary Results |  |  |  | TOTAL |  |  |  | Total Energy Use Intensity - TEUI (kWh/m2)
Net Incremental Electrical Energy (kWh/year) | 0 | 0 | 0 | 0 | 0 | #DIV/0! |  |  | Building Type 1 | Building Type 2 | Building Type 3 | Building Type 4 | TOTAL
Net Incremental Fuel Consumption ( GJ / year) | 0 | 0 | 0 | 0 | 0 | #DIV/0! |  | Baseline Energy Consumption (Concept Design Model) | #DIV/0! | #DIV/0! | #DIV/0! | #DIV/0! | #DIV/0!
Net Incremental Fuel and Electric GHG Emissions ( tonne CO2e / year) |  |  |  |  | 0 |  |  | Proposed Building Design Energy Consumption | #DIV/0! | #DIV/0! | #DIV/0! | #DIV/0! | #DIV/0!
Electrification Measures Study Results
Electricity in kWh / year Fuel in ekWh / year | Baseline Energy Consumption (Concept Design Model) | % of Baseline Total | EM-1 | % difference from Baseline | EM-2 | % difference from Baseline | EM-3 | % difference from Baseline | EM-4 | % difference from Baseline | EM-5 | % difference from Baseline | Proposed | % difference from Baseline
Electrifcation Measure Name > > > >>>>>>>>>>>>>>>>>>>>>>>>>>>>>>> | All Buildings Combined |  | Measure 1 name |  | Measure 2 name |  | Measure 3 name |  | Measure 4 name |  | Measure 5 name |  | BUNDLE
Standard BC Hydro Electrification Measure Type > > > >>>>>>>>>>>>>>>>>>>>>>>>>>>>>>>>>>>>>>>>>>> |  |  | 0 |  | 0 |  | 0 |  | 0 |  | 0
Standard BC Hydro Energy End Use Type > > > >>>>>>>>>>>>>>>>>>>>>>>>>>>>>>>> |  |  | LCE - Process |  | LCE - Process |  | LCE - Process |  | LCE - Process |  | LCE - Process
Electrification Measure Included in Proposed Bundle? (Yes or No) > > > >>>>>>>>>>>>>>>>>>>>>>>>>>>>>>>>>>>>>>>>>>> |  |  | No |  | No |  | No |  | No |  | No
BASELINE Heating Fuel Type (if applicable) > > > >>>>>>>>>>>>>>>>>>>>>>>>>>>>>>>>>>>>>>>>>>> | Natural Gas |  | 0 |  | 0 |  | 0 |  | 0 |  | 0
Fuel GHG emissions (kgCO2e/GJ)
Estimated Measure Life of EM >>>>>>>>>>>>>>>>>>>> |  |  | #N/A |  | #N/A |  | #N/A |  | #N/A |  | #N/A |  | #DIV/0!
Energy End Use Breakdown
Space Heating and Ventilation Electric Heating (kWh/year) | 0 | #DIV/0! | 0 |  | 0 |  | 0 |  | 0 |  | 0 |  | 0 |  | Space Heating and Ventilation Electric Heating (kWh/year)
Space Heating and Ventilation Fuel Heating (ekWh/year) | 0 | #DIV/0! | 0 |  | 0 |  | 0 |  | 0 |  | 0 |  | 0 |  | Space Heating and Ventilation Fuel Heating (ekWh/year)
DHW Electric Heating (kWh/year) | 0 | #DIV/0! | 0 |  | 0 |  | 0 |  | 0 |  | 0 |  | 0 |  | DHW Electric Heating (kWh/year)
DHW Fuel Heating (ekWh/year) | 0 | #DIV/0! | 0 |  | 0 |  | 0 |  | 0 |  | 0 |  | 0 |  | DHW Fuel Heating (ekWh/year)
Process Electric Heating (kWh/year) | 0 | #DIV/0! | 0 |  | 0 |  | 0 |  | 0 |  | 0 |  | 0 |  | Process Electric Heating (kWh/year)
Process Fuel Heating (ekWh/year) | 0 | #DIV/0! | 0 |  | 0 |  | 0 |  | 0 |  | 0 |  | 0 |  | Process Fuel Heating (ekWh/year)
Space Cooling (kWh/year) | 0 | #DIV/0! | 0 |  | 0 |  | 0 |  | 0 |  | 0 |  | 0 |  | Space Cooling (kWh/year)
Heat Rejection (kWh/year) | 0 | #DIV/0! | 0 |  | 0 |  | 0 |  | 0 |  | 0 |  | 0 |  | Heat Rejection (kWh/year)
Interior Lighting (excluding parking lighting) (kWh/year) | 0 | #DIV/0! | 0 |  | 0 |  | 0 |  | 0 |  | 0 |  | 0 |  | Interior Lighting (excluding parking lighting) (kWh/year)
Plug Load (kWh/year) | 0 | #DIV/0! | 0 |  | 0 |  | 0 |  | 0 |  | 0 |  | 0 |  | Plug Load (kWh/year)
Fans (kWh/year) | 0 | #DIV/0! | 0 |  | 0 |  | 0 |  | 0 |  | 0 |  | 0 |  | Fans (kWh/year)
Pumps (kWh/year) | 0 | #DIV/0! | 0 |  | 0 |  | 0 |  | 0 |  | 0 |  | 0 |  | Pumps (kWh/year)
Other Electric End Use (kWh/year) | 0 | #DIV/0! | 0 |  | 0 |  | 0 |  | 0 |  | 0 |  | 0 |  | Other Electric End Use (kWh/year)
Other Electric End Use (kWh/year) | 0 | #DIV/0! | 0 |  | 0 |  | 0 |  | 0 |  | 0 |  | 0 |  | Other Electric End Use (kWh/year)
Other Fuel End Use (ekWh/year) | 0 | #DIV/0! | 0 |  | 0 |  | 0 |  | 0 |  | 0 |  | 0 |  | Other Fuel End Use (ekWh/year)
Other Fuel End Use (ekWh/year) | 0 | #DIV/0! | 0 |  | 0 |  | 0 |  | 0 |  | 0 |  | 0 |  | Other Fuel End Use (ekWh/year)
Electricity Consumption and GHG Emissions
Total Electric Energy Use (kWh/year) | 0 | #DIV/0! | 0 |  | 0 |  | 0 |  | 0 |  | 0 |  | 0 |  | Total Electric Energy Use (kWh/year)
Electricity Annual Peak Demand ( kW ) | 0 |  | 0 |  | 0 |  | 0 |  | 0 |  | 0 |  | 0 |  | Electricity Annual Peak Demand ( kW )
Electricity Average Monthly Peak Demand ( kW ) | 0 |  | 0 |  | 0 |  | 0 |  | 0 |  | 0 |  | 0 |  | Electricity Average Monthly Peak Demand ( kW )
Annual Electricity Cost ( $ / year) | 0 |  | 0 |  | 0 |  | 0 |  | 0 |  | 0 |  | 0 |  | Annual Electricity Cost ( $ / year)
Electric GHG emissions (tonneCO2e/yr) | 0 |  | 0 |  | 0 |  | 0 |  | 0 |  | 0 |  | 0 |  | Electric GHG emissions (tonneCO2e/yr)
Fuel Consumption and GHG Emissions
Total Fuel Energy Use (ekWh/year) | 0 | #DIV/0! | 0 |  | 0 |  | 0 |  | 0 |  | 0 |  | 0 |  | Total Fuel Energy Use (ekWh/year)
Total Fuel Energy Use ( GJ / year) | 0 |  | 0 |  | 0 |  | 0 |  | 0 |  | 0 |  | 0 |  | Total Fuel Energy Use ( GJ / year)
Annual Fuel Cost ( $ / year) | 0 |  | 0 |  | 0 |  | 0 |  | 0 |  | 0 |  | 0 |  | Annual Fuel Cost ( $ / year)
Fuel GHG emissions (tonne CO2e/yr) | 0 |  | #VALUE! |  | #VALUE! |  | #VALUE! |  | #VALUE! |  | #VALUE! |  | 0 |  | Fuel GHG emissions (tonne CO2e/yr)
Total Energy Consumption and GHG Emissions
Total Energy Use (ekWh/year) | 0 | #DIV/0! | 0 |  | 0 |  | 0 |  | 0 |  | 0 |  | 0 |  | Total Energy Use (ekWh/year)
Total GHG emissions (tonne CO2e/yr) | 0 |  | #VALUE! |  | #VALUE! |  | #VALUE! |  | #VALUE! |  | #VALUE! |  | 0 |  | Total GHG emissions (tonne CO2e/yr)
Incremental Energy Consumption and GHG Emissions
Net Incremental Electrical Energy (kWh/year) | N/A | N/A |  | #VALUE! |  | #VALUE! |  | #VALUE! |  | #VALUE! |  | #VALUE! | 0 | #DIV/0! | Net Incremental Electrical Energy (kWh/year)
Net Incremental Electrical Annual Peak Demand (kW) | N/A | N/A | 0 | #DIV/0! | 0 | #DIV/0! | 0 | #DIV/0! | 0 | #DIV/0! | 0 | #DIV/0! | 0 | #DIV/0! | Net Incremental Electrical Annual Peak Demand (kW)
Net Incremental Electrical Average Monthly Peak Demand (kW) | N/A | N/A | 0 | #DIV/0! | 0 | #DIV/0! | 0 | #DIV/0! | 0 | #DIV/0! | 0 | #DIV/0! | 0 | #DIV/0! | Net Incremental Electrical Average Monthly Peak Demand (kW)
Net Incremental Fuel Consumption ( GJ / year) | N/A | N/A | 0 | #DIV/0! | 0 | #DIV/0! | 0 | #DIV/0! | 0 | #DIV/0! | 0 | #DIV/0! | 0 | #DIV/0! | Net Incremental Fuel Consumption ( GJ / year)
Net Incremental GHG Emissions ( tonne CO2e / year) | N/A | N/A |  | #VALUE! |  | #VALUE! |  | #VALUE! |  | #VALUE! |  | #VALUE! |  | #VALUE! | Net Incremental GHG Emissions ( tonne CO2e / year)
Net Incremental GHG Emissions Over Project Life ( tonne CO2e) | N/A | N/A |  | #VALUE! |  | #VALUE! |  | #VALUE! |  | #VALUE! |  | #VALUE! | #VALUE! | #VALUE! | Net Incremental GHG Emissions Over Project Life ( tonne CO2e)
Capital Cost
Baseline Capital Cost (material + labour) in $ | 0 |  | 0 |  | 0 |  | 0 |  | 0 |  | 0 |  | 0 |  | Baseline Capital Cost (material + labour) in $
Proposed Capital Cost (material + labour) in $ | N/A |  | 0 |  | 0 |  | 0 |  | 0 |  | 0 |  | 0 |  | Proposed Capital Cost (material + labour) in $
Operation and Maintenance Cost
Annual Operation and Maintenance Cost ( $ / year ) | 0 |  | 0 |  | 0 |  | 0 |  | 0 |  | 0 |  | 0 |  | Annual Operation and Maintenance Cost ( $ / year )
Annual Energy Cost ( $ / year) | 0 |  | 0 |  | 0 |  | 0 |  | 0 |  | 0 |  | 0 |  | Annual Energy Cost ( $ / year)
Total Annual Cost ( $ / year ) | 0 |  | 0 |  | 0 |  | 0 |  | 0 |  | 0 |  | 0 |  | Total Annual Cost ( $ / year )
Additional Benefits for Proposed Electrification Measures
Annual Carbon Offset Credit ( $ / year ) | N/A | [13 empty] | Annual Carbon Offset Credit ( $ / year )
Annual non-energy benefits or detriments (Water conservation, etc.) $/year | N/A |  | 0 |  | 0 |  | 0 |  | 0 |  | 0 |  | 0 |  | Annual non-energy benefits or detriments (Water conservation, etc.) $/year
3rd Party Funding (one time) | N/A |  | 0 |  | 0 |  | 0 |  | 0 |  | 0 |  | 0 |  | 3rd Party Funding (one time)
Other Benefit (one time) | N/A |  | 0 |  | 0 |  | 0 |  | 0 |  | 0 |  | 0 |  | Other Benefit (one time)
Project Costs Summary for Proposed Measures (Not Incl. Incentive)
Net Incremental Capital Cost | N/A | [13 empty] | Net Incremental Capital Cost
Net Incremental O&M Cost | N/A | [13 empty] | Net Incremental O&M Cost
Net Incremental Energy Cost (Electric + Fuel) | N/A | [13 empty] | Net Incremental Energy Cost (Electric + Fuel)
Net Incremental Annual Cost (O&M+Energy) | N/A | [13 empty] | Net Incremental Annual Cost (O&M+Energy)
Simple Payback (without incentive) | N/A
Note on A13: Heat Loss Rate = Peak Heat Loss Rate of the whole building through above ground building envelope components (roofs, walls, windows, doors) per building envelope surface area. This does not include heat loss by infiltration.
Note on A111: Positive number for benefits Negative number for detriments

## EndUseBreakdown (hidden)
Date Edited | 24 August 2021 |  |  |  |  | Reviewer | Salah Mahdi, P.Eng.
Project # | 0 |  |  |  |  | Program Name | CleanBC CNC
Project Name | 0 |  |  |  |  | Type of Review | Study Review
ENERGY SAVINGS
Energy End Uses | Fuel | Baseline (kWh/yr) | % of Baseline | Bundle (kWh/yr) | % of Bundle | Reduction (kWh/yr) | % reduction | % of total reduction | Fuel
Space Heating and Ventilation Electric Heating (kWh/year) | elec | 0 | #DIV/0! | 0 | #DIV/0! | 0 |  | #DIV/0! | elec | Space Heating and Ventilation Electric Heating (kWh/year)
Space Heating and Ventilation Fuel Heating (ekWh/year) | fuel | 0 | #DIV/0! | 0 | #DIV/0! | 0 |  | #DIV/0! | fuel | Space Heating and Ventilation Fuel Heating (ekWh/year)
DHW Electric Heating (kWh/year) | elec | 0 | #DIV/0! | 0 | #DIV/0! | 0 |  | #DIV/0! | elec | DHW Electric Heating (kWh/year)
DHW Fuel Heating (ekWh/year) | fuel | 0 | #DIV/0! | 0 | #DIV/0! | 0 |  | #DIV/0! | fuel | DHW Fuel Heating (ekWh/year)
Process Electric Heating (kWh/year) | elec | 0 | #DIV/0! | 0 | #DIV/0! | 0 |  | #DIV/0! | elec | Process Electric Heating (kWh/year)
Process Fuel Heating (ekWh/year) | fuel | 0 | #DIV/0! | 0 | #DIV/0! | 0 |  | #DIV/0! | fuel | Process Fuel Heating (ekWh/year)
Space Cooling (kWh/year) | elec | 0 | #DIV/0! | 0 | #DIV/0! | 0 |  | #DIV/0! | elec | Space Cooling (kWh/year)
Heat Rejection (kWh/year) | elec | 0 | #DIV/0! | 0 | #DIV/0! | 0 |  | #DIV/0! | elec | Heat Rejection (kWh/year)
Interior Lighting (excluding parking lighting) (kWh/year) | elec | 0 | #DIV/0! | 0 | #DIV/0! | 0 |  | #DIV/0! | elec | Interior Lighting (excluding parking lighting) (kWh/year)
Plug Load (kWh/year) | elec | 0 | #DIV/0! | 0 | #DIV/0! | 0 |  | #DIV/0! | elec | Plug Load (kWh/year)
Fans (kWh/year) | elec | 0 | #DIV/0! | 0 | #DIV/0! | 0 |  | #DIV/0! | elec | Fans (kWh/year)
Pumps (kWh/year) | elec | 0 | #DIV/0! | 0 | #DIV/0! | 0 |  | #DIV/0! | elec | Pumps (kWh/year)
Other Electric End Use (kWh/year) | elec | 0 | #DIV/0! | 0 | #DIV/0! | 0 |  | #DIV/0! | elec | Other Electric End Use (kWh/year)
Other Electric End Use (kWh/year) | elec | 0 | #DIV/0! | 0 | #DIV/0! | 0 |  | #DIV/0! | elec | Other Electric End Use (kWh/year)
Other Fuel End Use (ekWh/year) | fuel | 0 | #DIV/0! | 0 | #DIV/0! | 0 |  | #DIV/0! | fuel | Other Fuel End Use (ekWh/year)
Other Fuel End Use (ekWh/year) | fuel | 0 | #DIV/0! | 0 | #DIV/0! | 0 |  | #DIV/0! | fuel | Other Fuel End Use (ekWh/year)
Sub Total electric | elec | 0 | #DIV/0! | 0 | #DIV/0! | 0 | #DIV/0! | kWh/year | elec | Sub Total electric
Sub Total fuel | fuel | 0 | #DIV/0! | 0 | #DIV/0! | 0 | #DIV/0! | kWh/year | fuel | Sub Total fuel
TOTAL | kWh | 0 | #DIV/0! | 0 | #DIV/0! | 0 | #DIV/0! |  | kWh | TOTAL
[5 empty] | fuel saving | 0 | GJ / year
Conditioned Area | m2 | 0 | m2
m2 |  | 0 | ft2
ft2
| EUI | Baseline |  | Bundle | EUI saving
Electric | elec | #DIV/0! |  | #DIV/0! | #DIV/0!
fuel | fuel | #DIV/0! |  | #DIV/0! | #DIV/0!
Total |  | #DIV/0! |  | #DIV/0! | #DIV/0!
WLHP heating
|  | Seasonal Efficiencies | [5 empty] | seasonal COP
| Space Heating and Ventilation Electric Heating Efficiency |  |  | #DIV/0! | <<<<<<<<<<<<<<<<<<<<<<<<<<<<<<<>>>>>>>>>>>>>>>>>>>>>>>>>> |  |  | #DIV/0!
| Space Heating and Ventilation Fuel Heating Efficiency | 75% |  | 90%
| DHW Electric Heating Efficiency |  |  | #DIV/0! | <<<<<<<<<<<<<<<<<<<<<<<<<<<<<<<>>>>>>>>>>>>>>>>>>>>>>>>>> |  |  | #DIV/0!
| DHW Fuel Heating Efficiency | 75% |  | 90%
| Space Cooling Efficiency | 3000% |  | 4000%
| Space Heating and Ventilation Electric Heating load |  |  | #DIV/0! | Reduction in fuel heating load
| Space Heating and Ventilation Fuel Heating load | 0 |  | 0 | 0 | (effect of WLHPs and HRVs)
| DHW Electric Heating load |  |  | #DIV/0!
| DHW Fuel Heating load | 0 |  | 0 | 0 | (effect of WLHPs only)
|  | 0 |  | #DIV/0! | 0
| HRV effectiveness |  |  |  | Reduction in fuel heating load due to HRV only
| Ventilation Heating load after HRV |  |  |  | 0
Reduction in fuel heating load due to WLHP only
|  |  |  | Space heating | 0 | (effect of WLHPs only) | #DIV/0! | of Baseline space heating load
|  |  |  | DHW | 0 | (effect of WLHPs only) | #DIV/0! | of Baseline DHW heating load
0
|  | Baseline |  | Bundle
Recoverable waste heat (summer and winter)
| Space Cooling load | 0 |  | 0 | from Baseline model
| Annual Waste Heat | 0 |  | 0 | 0 | <<< This is larger than the value in cell F70.
Hence, there is sufficient waste heat to support the reduction in HVAC and DHW heating loads due to heat recovery using heat pumps.

## 5- Incremental Costs
CleanBC New Construction Incentives
Incremental Capital Costs
White, bordered cells for user inputs (if applicable) | [9 empty] | DATE of SUBMISSION >>> |  |  |  | Day-Month-Year
Hidden Y-AC
| Project: | 0
| Owner: | 0
Analysis by:
This sheet accepts insertion of new rows - please complete "Capital Cost $" column formula if inserting row
| Measure Name | Baseline (Concept Design Model) | [5 empty] | Proposed Building Design
|  | Item | Description | Quantity | Unit | Cost per Unit $ | Capital Cost $ | Item | Description | Quantity | Unit | Cost per Unit $ | Capital Cost $ | Incremental $ per unit area |  | Roof Area | Unit | Area Metric
1 | Measure 1 name | 1 |  |  |  |  | 0 | 1 |  |  |  |  | 0 | 0 |  | 0 | 0 | 0
|  | 2 |  |  |  |  | 0 | 2 |  |  |  |  | 0 | 0 |  | 0 | 0 | 0
|  | 3 |  |  |  |  | 0 | 3 |  |  |  |  | 0 | 0 |  | 0 | 0 | 0
|  |  | Total | 0 |  | Total | 0 |  | Total | 0 |  | Total | 0 |  |  |  | Tot. Metric | 0
| Incremental Capital Cost |  | 0
| Measure Name | Baseline (Concept Design Model) | [5 empty] | Proposed Building Design
|  | Item | Description | Quantity | Unit | Cost per Unit $ | Capital Cost $ | Item | Description | Quantity | Unit | Cost per Unit $ | Capital Cost $ | Incremental $ per unit area |  | Wall Area | Unit | Area Metric
2 | Measure 2 name | 1 |  |  |  |  | 0 | 1 |  |  |  |  | 0 | 0 |  | 0 | 0 | 0
|  | 2 |  |  |  |  | 0 | 2 |  |  |  |  | 0 | 0 |  | 0 | 0 | 0
|  | 3 |  |  |  |  | 0 | 3 |  |  |  |  | 0 | 0 |  | 0 | 0 | 0
|  |  | Total | 0 |  | Total | 0 |  | Total | 0 |  | Total | 0 |  |  |  | Tot. Metric | 0
| Incremental Capital Cost |  | 0
| Measure Name | Baseline (Concept Design Model) | [5 empty] | Proposed Building Design
|  | Item | Description | Quantity | Unit | Cost per Unit $ | Capital Cost $ | Item | Description | Quantity | Unit | Cost per Unit $ | Capital Cost $ | Incremental $ per unit area |  | Window Area | Unit | Area Metric
3 | Measure 3 name | 1 |  |  |  |  | 0 | 1 |  |  |  |  | 0 | 0 |  | 0 | 0 | 0
|  | 2 |  |  |  |  | 0 | 2 |  |  |  |  | 0 | 0 |  | 0 | 0 | 0
|  | 3 |  |  |  |  | 0 | 3 |  |  |  |  | 0 | 0 |  | 0 | 0 | 0
|  |  | Total | 0 |  | Total | 0 |  | Total | 0 |  | Total | 0 |  |  |  | Tot. Metric | 0
| Incremental Capital Cost |  | 0
| Measure Name | Baseline (Concept Design Model) | [5 empty] | Proposed Building Design
|  | Item | Description | Quantity | Unit | Cost per Unit $ | Capital Cost $ | Item | Description | Quantity | Unit | Cost per Unit $ | Capital Cost $
4 | Measure 4 name | 1 |  |  |  |  | 0 | 1 |  |  |  |  | 0 | 0
|  | 2 |  |  |  |  | 0 | 2 |  |  |  |  | 0 | 0
|  | 3 |  |  |  |  | 0 | 3 |  |  |  |  | 0 | 0
[6 empty] | Total | 0 |  |  |  |  | Total | 0
| Incremental Capital Cost |  | 0
| Measure Name | Baseline (Concept Design Model) | [5 empty] | Proposed Building Design
|  | Item | Description | Quantity | Unit | Cost per Unit $ | Capital Cost $ | Item | Description | Quantity | Unit | Cost per Unit $ | Capital Cost $
5 | Measure 5 name | 1 |  |  |  |  | 0 | 1 |  |  |  |  | 0 | 0
|  | 2 |  |  |  |  | 0 | 2 |  |  |  |  | 0 | 0
|  | 3 |  |  |  |  | 0 | 3 |  |  |  |  | 0 | 0
[6 empty] | Total | 0 |  |  |  |  | Total | 0
| Incremental Capital Cost |  | 0
| Total Incremental Capital Cost |  | 0 |  | Total Baseline Capital Cost |  | 0 |  |  |  | Total Proposed Capital Cost |  | 0

## 6- Baseline Hourly Results
Copy/paste hourly results from your energy modelling software for the whole year (8760 hours). | [7 empty] | January | February | March | April | May | June | July | August | September | October | November | December
Only fill white double-bordered cells. |  |  |  |  | BC Hydro Peak Electric Demand (kW) | #NAME? |  | 1 | 2 | 3 | 4 | 5 | 6 | 7 | 8 | 9 | 10 | 11 | 12 | Annual Electric | Annual Fuel
Input energy end use name in row 13. | [5 empty] | 0 | Electric kWh/month | 0 | 0 | 0 | 0 | 0 | 0 | 0 | 0 | 0 | 0 | 0 | 0 | 0
For each energy end use, select the right energy source (electric / fuel) in row 12. |  |  |  |  | Annual Peak Electric Demand (kW) | 0 | Electric Max kW/month | 0 | 0 | 0 | 0 | 0 | 0 | 0 | 0 | 0 | 0 | 0 | 0 | 0
Make sure that hourly results of energy end uses in this sheet are all in ( kW ) |  |  |  |  | Annual Average Electric Demand (kW) | 0
Input outdoor air dry bulb temperature from the energy model in ( C ) in column "D". | [5 empty] | 0 | Fuel ekWh/month | 0 | 0 | 0 | 0 | 0 | 0 | 0 | 0 | 0 | 0 | 0 | 0 |  | 0
[6 empty] | 0 | Fuel GJ/month | 0 | 0 | 0 | 0 | 0 | 0 | 0 | 0 | 0 | 0 | 0 | 0 |  | 0
| Annual | Maximum | 0 | 0 | 0 | 0 | 0 | 0 | 0 | 0 | 0 | 0 | 0 | 0 | 0 | 0 | 0 | 0 | 0 | 0 | 0 | Annual | Maximum
| Annual | Average | #DIV/0! | #DIV/0! | #DIV/0! | #DIV/0! | #DIV/0! | #DIV/0! | #DIV/0! | #DIV/0! | #DIV/0! | #DIV/0! | #DIV/0! | #DIV/0! | #DIV/0! | #DIV/0! | #DIV/0! | #DIV/0! | #DIV/0! | 0 | 0 | Annual | Average
| Annual | Minimum | 0 | 0 | 0 | 0 | 0 | 0 | 0 | 0 | 0 | 0 | 0 | 0 | 0 | 0 | 0 | 0 | 0 | 0 | 0 | Annual | Minimum
| Annual | TOTAL | 0 | 0 | 0 | 0 | 0 | 0 | 0 | 0 | 0 | 0 | 0 | 0 | 0 | 0 | 0 | 0 | 0 | 0 | 0 | Annual | TOTAL
|  |  | Select Energy Source ===>>> | Electric | Electric | Electric | Electric | Electric | Electric | Electric | Electric | Electric | Electric | Fuel | Fuel | Fuel | Fuel | Fuel | Fuel | Electric | Fuel
Month | Day | Hour | Outdoor air dry bulb temperature ( C ) | Input energy end use name 1 | Input energy end use name 2 | Input energy end use name 3 | Input energy end use name 4 | Input energy end use name 5 | Input energy end use name 6 | Input energy end use name 7 | Input energy end use name 8 | Input energy end use name 9 | Input energy end use name 10 | Input energy end use name 11 | Input energy end use name 12 | Input energy end use name 13 | Input energy end use name 14 | Input energy end use name 15 | Input energy end use name 16 | Total Electric | Total Fuel
1 | 1 | 1 | [17 empty] | 0 | 0
1 | 1 | 2 | [17 empty] | 0 | 0
1 | 1 | 3 | [17 empty] | 0 | 0
1 | 1 | 4 | [17 empty] | 0 | 0
1 | 1 | 5 | [17 empty] | 0 | 0
1 | 1 | 6 | [17 empty] | 0 | 0
1 | 1 | 7 | [17 empty] | 0 | 0
1 | 1 | 8 | [17 empty] | 0 | 0
1 | 1 | 9 | [17 empty] | 0 | 0
1 | 1 | 10 | [17 empty] | 0 | 0
1 | 1 | 11 | [17 empty] | 0 | 0
1 | 1 | 12 | [17 empty] | 0 | 0
1 | 1 | 13 | [17 empty] | 0 | 0
1 | 1 | 14 | [17 empty] | 0 | 0
1 | 1 | 15 | [17 empty] | 0 | 0
1 | 1 | 16 | [17 empty] | 0 | 0
1 | 1 | 17 | [17 empty] | 0 | 0
1 | 1 | 18 | [17 empty] | 0 | 0
1 | 1 | 19 | [17 empty] | 0 | 0
1 | 1 | 20 | [17 empty] | 0 | 0
1 | 1 | 21 | [17 empty] | 0 | 0
1 | 1 | 22 | [17 empty] | 0 | 0
1 | 1 | 23 | [17 empty] | 0 | 0
1 | 1 | 24 | [17 empty] | 0 | 0
1 | 2 | 1 | [17 empty] | 0 | 0
1 | 2 | 2 | [17 empty] | 0 | 0
1 | 2 | 3 | [17 empty] | 0 | 0
1 | 2 | 4 | [17 empty] | 0 | 0
1 | 2 | 5 | [17 empty] | 0 | 0
1 | 2 | 6 | [17 empty] | 0 | 0
1 | 2 | 7 | [17 empty] | 0 | 0
1 | 2 | 8 | [17 empty] | 0 | 0
1 | 2 | 9 | [17 empty] | 0 | 0
1 | 2 | 10 | [17 empty] | 0 | 0
1 | 2 | 11 | [17 empty] | 0 | 0
1 | 2 | 12 | [17 empty] | 0 | 0
1 | 2 | 13 | [17 empty] | 0 | 0
1 | 2 | 14 | [17 empty] | 0 | 0
1 | 2 | 15 | [17 empty] | 0 | 0
1 | 2 | 16 | [17 empty] | 0 | 0
1 | 2 | 17 | [17 empty] | 0 | 0
1 | 2 | 18 | [17 empty] | 0 | 0
1 | 2 | 19 | [17 empty] | 0 | 0
1 | 2 | 20 | [17 empty] | 0 | 0
1 | 2 | 21 | [17 empty] | 0 | 0
1 | 2 | 22 | [17 empty] | 0 | 0
1 | 2 | 23 | [17 empty] | 0 | 0
1 | 2 | 24 | [17 empty] | 0 | 0
1 | 3 | 1 | [17 empty] | 0 | 0
1 | 3 | 2 | [17 empty] | 0 | 0
1 | 3 | 3 | [17 empty] | 0 | 0
1 | 3 | 4 | [17 empty] | 0 | 0
1 | 3 | 5 | [17 empty] | 0 | 0
1 | 3 | 6 | [17 empty] | 0 | 0
1 | 3 | 7 | [17 empty] | 0 | 0
1 | 3 | 8 | [17 empty] | 0 | 0
1 | 3 | 9 | [17 empty] | 0 | 0
1 | 3 | 10 | [17 empty] | 0 | 0
1 | 3 | 11 | [17 empty] | 0 | 0
1 | 3 | 12 | [17 empty] | 0 | 0
1 | 3 | 13 | [17 empty] | 0 | 0
1 | 3 | 14 | [17 empty] | 0 | 0
1 | 3 | 15 | [17 empty] | 0 | 0
1 | 3 | 16 | [17 empty] | 0 | 0
1 | 3 | 17 | [17 empty] | 0 | 0
1 | 3 | 18 | [17 empty] | 0 | 0
1 | 3 | 19 | [17 empty] | 0 | 0
1 | 3 | 20 | [17 empty] | 0 | 0
1 | 3 | 21 | [17 empty] | 0 | 0
1 | 3 | 22 | [17 empty] | 0 | 0
1 | 3 | 23 | [17 empty] | 0 | 0
1 | 3 | 24 | [17 empty] | 0 | 0
1 | 4 | 1 | [17 empty] | 0 | 0
1 | 4 | 2 | [17 empty] | 0 | 0
1 | 4 | 3 | [17 empty] | 0 | 0
1 | 4 | 4 | [17 empty] | 0 | 0
1 | 4 | 5 | [17 empty] | 0 | 0
1 | 4 | 6 | [17 empty] | 0 | 0
1 | 4 | 7 | [17 empty] | 0 | 0
1 | 4 | 8 | [17 empty] | 0 | 0
1 | 4 | 9 | [17 empty] | 0 | 0
1 | 4 | 10 | [17 empty] | 0 | 0
1 | 4 | 11 | [17 empty] | 0 | 0
1 | 4 | 12 | [17 empty] | 0 | 0
1 | 4 | 13 | [17 empty] | 0 | 0
1 | 4 | 14 | [17 empty] | 0 | 0
1 | 4 | 15 | [17 empty] | 0 | 0
1 | 4 | 16 | [17 empty] | 0 | 0
1 | 4 | 17 | [17 empty] | 0 | 0
1 | 4 | 18 | [17 empty] | 0 | 0
1 | 4 | 19 | [17 empty] | 0 | 0
1 | 4 | 20 | [17 empty] | 0 | 0
1 | 4 | 21 | [17 empty] | 0 | 0
1 | 4 | 22 | [17 empty] | 0 | 0
1 | 4 | 23 | [17 empty] | 0 | 0
1 | 4 | 24 | [17 empty] | 0 | 0
1 | 5 | 1 | [17 empty] | 0 | 0
1 | 5 | 2 | [17 empty] | 0 | 0
1 | 5 | 3 | [17 empty] | 0 | 0
1 | 5 | 4 | [17 empty] | 0 | 0
1 | 5 | 5 | [17 empty] | 0 | 0
1 | 5 | 6 | [17 empty] | 0 | 0
1 | 5 | 7 | [17 empty] | 0 | 0
1 | 5 | 8 | [17 empty] | 0 | 0
1 | 5 | 9 | [17 empty] | 0 | 0
1 | 5 | 10 | [17 empty] | 0 | 0
1 | 5 | 11 | [17 empty] | 0 | 0
1 | 5 | 12 | [17 empty] | 0 | 0
1 | 5 | 13 | [17 empty] | 0 | 0
1 | 5 | 14 | [17 empty] | 0 | 0
1 | 5 | 15 | [17 empty] | 0 | 0
1 | 5 | 16 | [17 empty] | 0 | 0
1 | 5 | 17 | [17 empty] | 0 | 0
1 | 5 | 18 | [17 empty] | 0 | 0
1 | 5 | 19 | [17 empty] | 0 | 0
1 | 5 | 20 | [17 empty] | 0 | 0
1 | 5 | 21 | [17 empty] | 0 | 0
1 | 5 | 22 | [17 empty] | 0 | 0
1 | 5 | 23 | [17 empty] | 0 | 0
1 | 5 | 24 | [17 empty] | 0 | 0
1 | 6 | 1 | [17 empty] | 0 | 0
1 | 6 | 2 | [17 empty] | 0 | 0
1 | 6 | 3 | [17 empty] | 0 | 0
1 | 6 | 4 | [17 empty] | 0 | 0
1 | 6 | 5 | [17 empty] | 0 | 0
1 | 6 | 6 | [17 empty] | 0 | 0
1 | 6 | 7 | [17 empty] | 0 | 0
1 | 6 | 8 | [17 empty] | 0 | 0
1 | 6 | 9 | [17 empty] | 0 | 0
1 | 6 | 10 | [17 empty] | 0 | 0
1 | 6 | 11 | [17 empty] | 0 | 0
1 | 6 | 12 | [17 empty] | 0 | 0
1 | 6 | 13 | [17 empty] | 0 | 0
1 | 6 | 14 | [17 empty] | 0 | 0
1 | 6 | 15 | [17 empty] | 0 | 0
1 | 6 | 16 | [17 empty] | 0 | 0
1 | 6 | 17 | [17 empty] | 0 | 0
1 | 6 | 18 | [17 empty] | 0 | 0
1 | 6 | 19 | [17 empty] | 0 | 0
1 | 6 | 20 | [17 empty] | 0 | 0
1 | 6 | 21 | [17 empty] | 0 | 0
1 | 6 | 22 | [17 empty] | 0 | 0
1 | 6 | 23 | [17 empty] | 0 | 0
1 | 6 | 24 | [17 empty] | 0 | 0
1 | 7 | 1 | [17 empty] | 0 | 0
1 | 7 | 2 | [17 empty] | 0 | 0
1 | 7 | 3 | [17 empty] | 0 | 0
1 | 7 | 4 | [17 empty] | 0 | 0
1 | 7 | 5 | [17 empty] | 0 | 0
1 | 7 | 6 | [17 empty] | 0 | 0
1 | 7 | 7 | [17 empty] | 0 | 0
1 | 7 | 8 | [17 empty] | 0 | 0
1 | 7 | 9 | [17 empty] | 0 | 0
1 | 7 | 10 | [17 empty] | 0 | 0
1 | 7 | 11 | [17 empty] | 0 | 0
1 | 7 | 12 | [17 empty] | 0 | 0
1 | 7 | 13 | [17 empty] | 0 | 0
1 | 7 | 14 | [17 empty] | 0 | 0
1 | 7 | 15 | [17 empty] | 0 | 0
1 | 7 | 16 | [17 empty] | 0 | 0
1 | 7 | 17 | [17 empty] | 0 | 0
1 | 7 | 18 | [17 empty] | 0 | 0
1 | 7 | 19 | [17 empty] | 0 | 0
1 | 7 | 20 | [17 empty] | 0 | 0
1 | 7 | 21 | [17 empty] | 0 | 0
1 | 7 | 22 | [17 empty] | 0 | 0
1 | 7 | 23 | [17 empty] | 0 | 0
1 | 7 | 24 | [17 empty] | 0 | 0
1 | 8 | 1 | [17 empty] | 0 | 0
1 | 8 | 2 | [17 empty] | 0 | 0
1 | 8 | 3 | [17 empty] | 0 | 0
1 | 8 | 4 | [17 empty] | 0 | 0
1 | 8 | 5 | [17 empty] | 0 | 0
1 | 8 | 6 | [17 empty] | 0 | 0
1 | 8 | 7 | [17 empty] | 0 | 0
1 | 8 | 8 | [17 empty] | 0 | 0
1 | 8 | 9 | [17 empty] | 0 | 0
1 | 8 | 10 | [17 empty] | 0 | 0
1 | 8 | 11 | [17 empty] | 0 | 0
1 | 8 | 12 | [17 empty] | 0 | 0
1 | 8 | 13 | [17 empty] | 0 | 0
1 | 8 | 14 | [17 empty] | 0 | 0
1 | 8 | 15 | [17 empty] | 0 | 0
1 | 8 | 16 | [17 empty] | 0 | 0
1 | 8 | 17 | [17 empty] | 0 | 0
1 | 8 | 18 | [17 empty] | 0 | 0
1 | 8 | 19 | [17 empty] | 0 | 0
1 | 8 | 20 | [17 empty] | 0 | 0
1 | 8 | 21 | [17 empty] | 0 | 0
1 | 8 | 22 | [17 empty] | 0 | 0
1 | 8 | 23 | [17 empty] | 0 | 0
1 | 8 | 24 | [17 empty] | 0 | 0
1 | 9 | 1 | [17 empty] | 0 | 0
1 | 9 | 2 | [17 empty] | 0 | 0
1 | 9 | 3 | [17 empty] | 0 | 0
1 | 9 | 4 | [17 empty] | 0 | 0
1 | 9 | 5 | [17 empty] | 0 | 0
1 | 9 | 6 | [17 empty] | 0 | 0
1 | 9 | 7 | [17 empty] | 0 | 0
1 | 9 | 8 | [17 empty] | 0 | 0
1 | 9 | 9 | [17 empty] | 0 | 0
1 | 9 | 10 | [17 empty] | 0 | 0
1 | 9 | 11 | [17 empty] | 0 | 0
1 | 9 | 12 | [17 empty] | 0 | 0
1 | 9 | 13 | [17 empty] | 0 | 0
1 | 9 | 14 | [17 empty] | 0 | 0
1 | 9 | 15 | [17 empty] | 0 | 0
1 | 9 | 16 | [17 empty] | 0 | 0
1 | 9 | 17 | [17 empty] | 0 | 0
1 | 9 | 18 | [17 empty] | 0 | 0
1 | 9 | 19 | [17 empty] | 0 | 0
1 | 9 | 20 | [17 empty] | 0 | 0
1 | 9 | 21 | [17 empty] | 0 | 0
1 | 9 | 22 | [17 empty] | 0 | 0
1 | 9 | 23 | [17 empty] | 0 | 0
1 | 9 | 24 | [17 empty] | 0 | 0
1 | 10 | 1 | [17 empty] | 0 | 0
1 | 10 | 2 | [17 empty] | 0 | 0
1 | 10 | 3 | [17 empty] | 0 | 0
1 | 10 | 4 | [17 empty] | 0 | 0
1 | 10 | 5 | [17 empty] | 0 | 0
1 | 10 | 6 | [17 empty] | 0 | 0
1 | 10 | 7 | [17 empty] | 0 | 0
1 | 10 | 8 | [17 empty] | 0 | 0
1 | 10 | 9 | [17 empty] | 0 | 0
1 | 10 | 10 | [17 empty] | 0 | 0
1 | 10 | 11 | [17 empty] | 0 | 0
1 | 10 | 12 | [17 empty] | 0 | 0
1 | 10 | 13 | [17 empty] | 0 | 0
1 | 10 | 14 | [17 empty] | 0 | 0
1 | 10 | 15 | [17 empty] | 0 | 0
1 | 10 | 16 | [17 empty] | 0 | 0
1 | 10 | 17 | [17 empty] | 0 | 0
1 | 10 | 18 | [17 empty] | 0 | 0
1 | 10 | 19 | [17 empty] | 0 | 0
1 | 10 | 20 | [17 empty] | 0 | 0
1 | 10 | 21 | [17 empty] | 0 | 0
1 | 10 | 22 | [17 empty] | 0 | 0
1 | 10 | 23 | [17 empty] | 0 | 0
1 | 10 | 24 | [17 empty] | 0 | 0
1 | 11 | 1 | [17 empty] | 0 | 0
1 | 11 | 2 | [17 empty] | 0 | 0
1 | 11 | 3 | [17 empty] | 0 | 0
1 | 11 | 4 | [17 empty] | 0 | 0
1 | 11 | 5 | [17 empty] | 0 | 0
1 | 11 | 6 | [17 empty] | 0 | 0
1 | 11 | 7 | [17 empty] | 0 | 0
1 | 11 | 8 | [17 empty] | 0 | 0
1 | 11 | 9 | [17 empty] | 0 | 0
1 | 11 | 10 | [17 empty] | 0 | 0
1 | 11 | 11 | [17 empty] | 0 | 0
1 | 11 | 12 | [17 empty] | 0 | 0
1 | 11 | 13 | [17 empty] | 0 | 0
1 | 11 | 14 | [17 empty] | 0 | 0
1 | 11 | 15 | [17 empty] | 0 | 0
1 | 11 | 16 | [17 empty] | 0 | 0
1 | 11 | 17 | [17 empty] | 0 | 0
1 | 11 | 18 | [17 empty] | 0 | 0
1 | 11 | 19 | [17 empty] | 0 | 0
1 | 11 | 20 | [17 empty] | 0 | 0
1 | 11 | 21 | [17 empty] | 0 | 0
1 | 11 | 22 | [17 empty] | 0 | 0
1 | 11 | 23 | [17 empty] | 0 | 0
1 | 11 | 24 | [17 empty] | 0 | 0
1 | 12 | 1 | [17 empty] | 0 | 0
1 | 12 | 2 | [17 empty] | 0 | 0
1 | 12 | 3 | [17 empty] | 0 | 0
1 | 12 | 4 | [17 empty] | 0 | 0
1 | 12 | 5 | [17 empty] | 0 | 0
1 | 12 | 6 | [17 empty] | 0 | 0
1 | 12 | 7 | [17 empty] | 0 | 0
1 | 12 | 8 | [17 empty] | 0 | 0
1 | 12 | 9 | [17 empty] | 0 | 0
1 | 12 | 10 | [17 empty] | 0 | 0
1 | 12 | 11 | [17 empty] | 0 | 0
1 | 12 | 12 | [17 empty] | 0 | 0
1 | 12 | 13 | [17 empty] | 0 | 0
1 | 12 | 14 | [17 empty] | 0 | 0
1 | 12 | 15 | [17 empty] | 0 | 0
1 | 12 | 16 | [17 empty] | 0 | 0
1 | 12 | 17 | [17 empty] | 0 | 0
1 | 12 | 18 | [17 empty] | 0 | 0
1 | 12 | 19 | [17 empty] | 0 | 0
1 | 12 | 20 | [17 empty] | 0 | 0
1 | 12 | 21 | [17 empty] | 0 | 0
1 | 12 | 22 | [17 empty] | 0 | 0
1 | 12 | 23 | [17 empty] | 0 | 0
1 | 12 | 24 | [17 empty] | 0 | 0
1 | 13 | 1 | [17 empty] | 0 | 0
1 | 13 | 2 | [17 empty] | 0 | 0
1 | 13 | 3 | [17 empty] | 0 | 0
1 | 13 | 4 | [17 empty] | 0 | 0
1 | 13 | 5 | [17 empty] | 0 | 0
1 | 13 | 6 | [17 empty] | 0 | 0
1 | 13 | 7 | [17 empty] | 0 | 0
1 | 13 | 8 | [17 empty] | 0 | 0
1 | 13 | 9 | [17 empty] | 0 | 0
1 | 13 | 10 | [17 empty] | 0 | 0
1 | 13 | 11 | [17 empty] | 0 | 0
1 | 13 | 12 | [17 empty] | 0 | 0
1 | 13 | 13 | [17 empty] | 0 | 0
1 | 13 | 14 | [17 empty] | 0 | 0
1 | 13 | 15 | [17 empty] | 0 | 0
1 | 13 | 16 | [17 empty] | 0 | 0
1 | 13 | 17 | [17 empty] | 0 | 0
1 | 13 | 18 | [17 empty] | 0 | 0
1 | 13 | 19 | [17 empty] | 0 | 0
1 | 13 | 20 | [17 empty] | 0 | 0
1 | 13 | 21 | [17 empty] | 0 | 0
1 | 13 | 22 | [17 empty] | 0 | 0
1 | 13 | 23 | [17 empty] | 0 | 0
1 | 13 | 24 | [17 empty] | 0 | 0
1 | 14 | 1 | [17 empty] | 0 | 0
1 | 14 | 2 | [17 empty] | 0 | 0
1 | 14 | 3 | [17 empty] | 0 | 0
1 | 14 | 4 | [17 empty] | 0 | 0
1 | 14 | 5 | [17 empty] | 0 | 0
1 | 14 | 6 | [17 empty] | 0 | 0
1 | 14 | 7 | [17 empty] | 0 | 0
1 | 14 | 8 | [17 empty] | 0 | 0
1 | 14 | 9 | [17 empty] | 0 | 0
1 | 14 | 10 | [17 empty] | 0 | 0
1 | 14 | 11 | [17 empty] | 0 | 0
1 | 14 | 12 | [17 empty] | 0 | 0
1 | 14 | 13 | [17 empty] | 0 | 0
1 | 14 | 14 | [17 empty] | 0 | 0
1 | 14 | 15 | [17 empty] | 0 | 0
1 | 14 | 16 | [17 empty] | 0 | 0
1 | 14 | 17 | [17 empty] | 0 | 0
1 | 14 | 18 | [17 empty] | 0 | 0
1 | 14 | 19 | [17 empty] | 0 | 0
1 | 14 | 20 | [17 empty] | 0 | 0
1 | 14 | 21 | [17 empty] | 0 | 0
1 | 14 | 22 | [17 empty] | 0 | 0
1 | 14 | 23 | [17 empty] | 0 | 0
1 | 14 | 24 | [17 empty] | 0 | 0
1 | 15 | 1 | [17 empty] | 0 | 0
1 | 15 | 2 | [17 empty] | 0 | 0
1 | 15 | 3 | [17 empty] | 0 | 0
1 | 15 | 4 | [17 empty] | 0 | 0
1 | 15 | 5 | [17 empty] | 0 | 0
1 | 15 | 6 | [17 empty] | 0 | 0
1 | 15 | 7 | [17 empty] | 0 | 0
1 | 15 | 8 | [17 empty] | 0 | 0
1 | 15 | 9 | [17 empty] | 0 | 0
1 | 15 | 10 | [17 empty] | 0 | 0
1 | 15 | 11 | [17 empty] | 0 | 0
1 | 15 | 12 | [17 empty] | 0 | 0
1 | 15 | 13 | [17 empty] | 0 | 0
1 | 15 | 14 | [17 empty] | 0 | 0
1 | 15 | 15 | [17 empty] | 0 | 0
1 | 15 | 16 | [17 empty] | 0 | 0
1 | 15 | 17 | [17 empty] | 0 | 0
1 | 15 | 18 | [17 empty] | 0 | 0
1 | 15 | 19 | [17 empty] | 0 | 0
1 | 15 | 20 | [17 empty] | 0 | 0
1 | 15 | 21 | [17 empty] | 0 | 0
1 | 15 | 22 | [17 empty] | 0 | 0
1 | 15 | 23 | [17 empty] | 0 | 0
1 | 15 | 24 | [17 empty] | 0 | 0
1 | 16 | 1 | [17 empty] | 0 | 0
1 | 16 | 2 | [17 empty] | 0 | 0
1 | 16 | 3 | [17 empty] | 0 | 0
1 | 16 | 4 | [17 empty] | 0 | 0
1 | 16 | 5 | [17 empty] | 0 | 0
1 | 16 | 6 | [17 empty] | 0 | 0
1 | 16 | 7 | [17 empty] | 0 | 0
1 | 16 | 8 | [17 empty] | 0 | 0
1 | 16 | 9 | [17 empty] | 0 | 0
1 | 16 | 10 | [17 empty] | 0 | 0
1 | 16 | 11 | [17 empty] | 0 | 0
1 | 16 | 12 | [17 empty] | 0 | 0
1 | 16 | 13 | [17 empty] | 0 | 0
1 | 16 | 14 | [17 empty] | 0 | 0
1 | 16 | 15 | [17 empty] | 0 | 0
1 | 16 | 16 | [17 empty] | 0 | 0
1 | 16 | 17 | [17 empty] | 0 | 0
1 | 16 | 18 | [17 empty] | 0 | 0
1 | 16 | 19 | [17 empty] | 0 | 0
1 | 16 | 20 | [17 empty] | 0 | 0
1 | 16 | 21 | [17 empty] | 0 | 0
1 | 16 | 22 | [17 empty] | 0 | 0
1 | 16 | 23 | [17 empty] | 0 | 0
1 | 16 | 24 | [17 empty] | 0 | 0
1 | 17 | 1 | [17 empty] | 0 | 0
1 | 17 | 2 | [17 empty] | 0 | 0
1 | 17 | 3 | [17 empty] | 0 | 0
1 | 17 | 4 | [17 empty] | 0 | 0
1 | 17 | 5 | [17 empty] | 0 | 0
1 | 17 | 6 | [17 empty] | 0 | 0
1 | 17 | 7 | [17 empty] | 0 | 0
1 | 17 | 8 | [17 empty] | 0 | 0
1 | 17 | 9 | [17 empty] | 0 | 0
1 | 17 | 10 | [17 empty] | 0 | 0
1 | 17 | 11 | [17 empty] | 0 | 0
1 | 17 | 12 | [17 empty] | 0 | 0
1 | 17 | 13 | [17 empty] | 0 | 0
1 | 17 | 14 | [17 empty] | 0 | 0
1 | 17 | 15 | [17 empty] | 0 | 0
1 | 17 | 16 | [17 empty] | 0 | 0
1 | 17 | 17 | [17 empty] | 0 | 0
1 | 17 | 18 | [17 empty] | 0 | 0
1 | 17 | 19 | [17 empty] | 0 | 0
1 | 17 | 20 | [17 empty] | 0 | 0
1 | 17 | 21 | [17 empty] | 0 | 0
1 | 17 | 22 | [17 empty] | 0 | 0
1 | 17 | 23 | [17 empty] | 0 | 0
1 | 17 | 24 | [17 empty] | 0 | 0
1 | 18 | 1 | [17 empty] | 0 | 0
1 | 18 | 2 | [17 empty] | 0 | 0
1 | 18 | 3 | [17 empty] | 0 | 0
1 | 18 | 4 | [17 empty] | 0 | 0
1 | 18 | 5 | [17 empty] | 0 | 0
1 | 18 | 6 | [17 empty] | 0 | 0
1 | 18 | 7 | [17 empty] | 0 | 0
1 | 18 | 8 | [17 empty] | 0 | 0
1 | 18 | 9 | [17 empty] | 0 | 0
1 | 18 | 10 | [17 empty] | 0 | 0
1 | 18 | 11 | [17 empty] | 0 | 0
1 | 18 | 12 | [17 empty] | 0 | 0
1 | 18 | 13 | [17 empty] | 0 | 0
1 | 18 | 14 | [17 empty] | 0 | 0
1 | 18 | 15 | [17 empty] | 0 | 0
1 | 18 | 16 | [17 empty] | 0 | 0
1 | 18 | 17 | [17 empty] | 0 | 0
1 | 18 | 18 | [17 empty] | 0 | 0
1 | 18 | 19 | [17 empty] | 0 | 0
1 | 18 | 20 | [17 empty] | 0 | 0
1 | 18 | 21 | [17 empty] | 0 | 0
1 | 18 | 22 | [17 empty] | 0 | 0
1 | 18 | 23 | [17 empty] | 0 | 0
1 | 18 | 24 | [17 empty] | 0 | 0
1 | 19 | 1 | [17 empty] | 0 | 0
1 | 19 | 2 | [17 empty] | 0 | 0
1 | 19 | 3 | [17 empty] | 0 | 0
1 | 19 | 4 | [17 empty] | 0 | 0
1 | 19 | 5 | [17 empty] | 0 | 0
1 | 19 | 6 | [17 empty] | 0 | 0
1 | 19 | 7 | [17 empty] | 0 | 0
1 | 19 | 8 | [17 empty] | 0 | 0
1 | 19 | 9 | [17 empty] | 0 | 0
1 | 19 | 10 | [17 empty] | 0 | 0
1 | 19 | 11 | [17 empty] | 0 | 0
1 | 19 | 12 | [17 empty] | 0 | 0
1 | 19 | 13 | [17 empty] | 0 | 0
1 | 19 | 14 | [17 empty] | 0 | 0
1 | 19 | 15 | [17 empty] | 0 | 0
1 | 19 | 16 | [17 empty] | 0 | 0
1 | 19 | 17 | [17 empty] | 0 | 0
1 | 19 | 18 | [17 empty] | 0 | 0
1 | 19 | 19 | [17 empty] | 0 | 0
1 | 19 | 20 | [17 empty] | 0 | 0
1 | 19 | 21 | [17 empty] | 0 | 0
1 | 19 | 22 | [17 empty] | 0 | 0
1 | 19 | 23 | [17 empty] | 0 | 0
1 | 19 | 24 | [17 empty] | 0 | 0
1 | 20 | 1 | [17 empty] | 0 | 0
1 | 20 | 2 | [17 empty] | 0 | 0
1 | 20 | 3 | [17 empty] | 0 | 0
1 | 20 | 4 | [17 empty] | 0 | 0
1 | 20 | 5 | [17 empty] | 0 | 0
1 | 20 | 6 | [17 empty] | 0 | 0
1 | 20 | 7 | [17 empty] | 0 | 0
1 | 20 | 8 | [17 empty] | 0 | 0
1 | 20 | 9 | [17 empty] | 0 | 0
1 | 20 | 10 | [17 empty] | 0 | 0
1 | 20 | 11 | [17 empty] | 0 | 0
1 | 20 | 12 | [17 empty] | 0 | 0
1 | 20 | 13 | [17 empty] | 0 | 0
1 | 20 | 14 | [17 empty] | 0 | 0
1 | 20 | 15 | [17 empty] | 0 | 0
1 | 20 | 16 | [17 empty] | 0 | 0
1 | 20 | 17 | [17 empty] | 0 | 0
1 | 20 | 18 | [17 empty] | 0 | 0
1 | 20 | 19 | [17 empty] | 0 | 0
1 | 20 | 20 | [17 empty] | 0 | 0
1 | 20 | 21 | [17 empty] | 0 | 0
1 | 20 | 22 | [17 empty] | 0 | 0
1 | 20 | 23 | [17 empty] | 0 | 0
1 | 20 | 24 | [17 empty] | 0 | 0
1 | 21 | 1 | [17 empty] | 0 | 0
1 | 21 | 2 | [17 empty] | 0 | 0
1 | 21 | 3 | [17 empty] | 0 | 0
1 | 21 | 4 | [17 empty] | 0 | 0
1 | 21 | 5 | [17 empty] | 0 | 0
1 | 21 | 6 | [17 empty] | 0 | 0
1 | 21 | 7 | [17 empty] | 0 | 0
1 | 21 | 8 | [17 empty] | 0 | 0
1 | 21 | 9 | [17 empty] | 0 | 0
1 | 21 | 10 | [17 empty] | 0 | 0
1 | 21 | 11 | [17 empty] | 0 | 0
1 | 21 | 12 | [17 empty] | 0 | 0
1 | 21 | 13 | [17 empty] | 0 | 0
1 | 21 | 14 | [17 empty] | 0 | 0
1 | 21 | 15 | [17 empty] | 0 | 0
1 | 21 | 16 | [17 empty] | 0 | 0
1 | 21 | 17 | [17 empty] | 0 | 0
1 | 21 | 18 | [17 empty] | 0 | 0
1 | 21 | 19 | [17 empty] | 0 | 0
1 | 21 | 20 | [17 empty] | 0 | 0
1 | 21 | 21 | [17 empty] | 0 | 0
1 | 21 | 22 | [17 empty] | 0 | 0
1 | 21 | 23 | [17 empty] | 0 | 0
1 | 21 | 24 | [17 empty] | 0 | 0
1 | 22 | 1 | [17 empty] | 0 | 0
1 | 22 | 2 | [17 empty] | 0 | 0
1 | 22 | 3 | [17 empty] | 0 | 0
1 | 22 | 4 | [17 empty] | 0 | 0
1 | 22 | 5 | [17 empty] | 0 | 0
1 | 22 | 6 | [17 empty] | 0 | 0
1 | 22 | 7 | [17 empty] | 0 | 0
1 | 22 | 8 | [17 empty] | 0 | 0
1 | 22 | 9 | [17 empty] | 0 | 0
1 | 22 | 10 | [17 empty] | 0 | 0
1 | 22 | 11 | [17 empty] | 0 | 0
1 | 22 | 12 | [17 empty] | 0 | 0
1 | 22 | 13 | [17 empty] | 0 | 0
1 | 22 | 14 | [17 empty] | 0 | 0
1 | 22 | 15 | [17 empty] | 0 | 0
1 | 22 | 16 | [17 empty] | 0 | 0
1 | 22 | 17 | [17 empty] | 0 | 0
1 | 22 | 18 | [17 empty] | 0 | 0
1 | 22 | 19 | [17 empty] | 0 | 0
1 | 22 | 20 | [17 empty] | 0 | 0
1 | 22 | 21 | [17 empty] | 0 | 0
1 | 22 | 22 | [17 empty] | 0 | 0
1 | 22 | 23 | [17 empty] | 0 | 0
1 | 22 | 24 | [17 empty] | 0 | 0
1 | 23 | 1 | [17 empty] | 0 | 0
1 | 23 | 2 | [17 empty] | 0 | 0
1 | 23 | 3 | [17 empty] | 0 | 0
1 | 23 | 4 | [17 empty] | 0 | 0
1 | 23 | 5 | [17 empty] | 0 | 0
1 | 23 | 6 | [17 empty] | 0 | 0
1 | 23 | 7 | [17 empty] | 0 | 0
1 | 23 | 8 | [17 empty] | 0 | 0
1 | 23 | 9 | [17 empty] | 0 | 0
1 | 23 | 10 | [17 empty] | 0 | 0
1 | 23 | 11 | [17 empty] | 0 | 0
1 | 23 | 12 | [17 empty] | 0 | 0
1 | 23 | 13 | [17 empty] | 0 | 0
1 | 23 | 14 | [17 empty] | 0 | 0
1 | 23 | 15 | [17 empty] | 0 | 0
1 | 23 | 16 | [17 empty] | 0 | 0
1 | 23 | 17 | [17 empty] | 0 | 0
1 | 23 | 18 | [17 empty] | 0 | 0
1 | 23 | 19 | [17 empty] | 0 | 0
1 | 23 | 20 | [17 empty] | 0 | 0
1 | 23 | 21 | [17 empty] | 0 | 0
1 | 23 | 22 | [17 empty] | 0 | 0
1 | 23 | 23 | [17 empty] | 0 | 0
1 | 23 | 24 | [17 empty] | 0 | 0
1 | 24 | 1 | [17 empty] | 0 | 0
1 | 24 | 2 | [17 empty] | 0 | 0
1 | 24 | 3 | [17 empty] | 0 | 0
1 | 24 | 4 | [17 empty] | 0 | 0
1 | 24 | 5 | [17 empty] | 0 | 0
1 | 24 | 6 | [17 empty] | 0 | 0
1 | 24 | 7 | [17 empty] | 0 | 0
1 | 24 | 8 | [17 empty] | 0 | 0
1 | 24 | 9 | [17 empty] | 0 | 0
1 | 24 | 10 | [17 empty] | 0 | 0
1 | 24 | 11 | [17 empty] | 0 | 0
1 | 24 | 12 | [17 empty] | 0 | 0
1 | 24 | 13 | [17 empty] | 0 | 0
1 | 24 | 14 | [17 empty] | 0 | 0
1 | 24 | 15 | [17 empty] | 0 | 0
1 | 24 | 16 | [17 empty] | 0 | 0
1 | 24 | 17 | [17 empty] | 0 | 0
1 | 24 | 18 | [17 empty] | 0 | 0
1 | 24 | 19 | [17 empty] | 0 | 0
1 | 24 | 20 | [17 empty] | 0 | 0
1 | 24 | 21 | [17 empty] | 0 | 0
1 | 24 | 22 | [17 empty] | 0 | 0
1 | 24 | 23 | [17 empty] | 0 | 0
1 | 24 | 24 | [17 empty] | 0 | 0
1 | 25 | 1 | [17 empty] | 0 | 0
1 | 25 | 2 | [17 empty] | 0 | 0
1 | 25 | 3 | [17 empty] | 0 | 0
1 | 25 | 4 | [17 empty] | 0 | 0
1 | 25 | 5 | [17 empty] | 0 | 0
1 | 25 | 6 | [17 empty] | 0 | 0
1 | 25 | 7 | [17 empty] | 0 | 0
1 | 25 | 8 | [17 empty] | 0 | 0
1 | 25 | 9 | [17 empty] | 0 | 0
1 | 25 | 10 | [17 empty] | 0 | 0
1 | 25 | 11 | [17 empty] | 0 | 0
1 | 25 | 12 | [17 empty] | 0 | 0
1 | 25 | 13 | [17 empty] | 0 | 0
1 | 25 | 14 | [17 empty] | 0 | 0
1 | 25 | 15 | [17 empty] | 0 | 0
1 | 25 | 16 | [17 empty] | 0 | 0
1 | 25 | 17 | [17 empty] | 0 | 0
1 | 25 | 18 | [17 empty] | 0 | 0
1 | 25 | 19 | [17 empty] | 0 | 0
1 | 25 | 20 | [17 empty] | 0 | 0
1 | 25 | 21 | [17 empty] | 0 | 0
1 | 25 | 22 | [17 empty] | 0 | 0
1 | 25 | 23 | [17 empty] | 0 | 0
1 | 25 | 24 | [17 empty] | 0 | 0
1 | 26 | 1 | [17 empty] | 0 | 0
1 | 26 | 2 | [17 empty] | 0 | 0
1 | 26 | 3 | [17 empty] | 0 | 0
1 | 26 | 4 | [17 empty] | 0 | 0
1 | 26 | 5 | [17 empty] | 0 | 0
1 | 26 | 6 | [17 empty] | 0 | 0
1 | 26 | 7 | [17 empty] | 0 | 0
1 | 26 | 8 | [17 empty] | 0 | 0
1 | 26 | 9 | [17 empty] | 0 | 0
1 | 26 | 10 | [17 empty] | 0 | 0
1 | 26 | 11 | [17 empty] | 0 | 0
1 | 26 | 12 | [17 empty] | 0 | 0
1 | 26 | 13 | [17 empty] | 0 | 0
1 | 26 | 14 | [17 empty] | 0 | 0
1 | 26 | 15 | [17 empty] | 0 | 0
1 | 26 | 16 | [17 empty] | 0 | 0
1 | 26 | 17 | [17 empty] | 0 | 0
1 | 26 | 18 | [17 empty] | 0 | 0
1 | 26 | 19 | [17 empty] | 0 | 0
1 | 26 | 20 | [17 empty] | 0 | 0
1 | 26 | 21 | [17 empty] | 0 | 0
1 | 26 | 22 | [17 empty] | 0 | 0
1 | 26 | 23 | [17 empty] | 0 | 0
1 | 26 | 24 | [17 empty] | 0 | 0
1 | 27 | 1 | [17 empty] | 0 | 0
1 | 27 | 2 | [17 empty] | 0 | 0
1 | 27 | 3 | [17 empty] | 0 | 0
1 | 27 | 4 | [17 empty] | 0 | 0
1 | 27 | 5 | [17 empty] | 0 | 0
1 | 27 | 6 | [17 empty] | 0 | 0
1 | 27 | 7 | [17 empty] | 0 | 0
1 | 27 | 8 | [17 empty] | 0 | 0
1 | 27 | 9 | [17 empty] | 0 | 0
1 | 27 | 10 | [17 empty] | 0 | 0
1 | 27 | 11 | [17 empty] | 0 | 0
1 | 27 | 12 | [17 empty] | 0 | 0
1 | 27 | 13 | [17 empty] | 0 | 0
1 | 27 | 14 | [17 empty] | 0 | 0
1 | 27 | 15 | [17 empty] | 0 | 0
1 | 27 | 16 | [17 empty] | 0 | 0
1 | 27 | 17 | [17 empty] | 0 | 0
1 | 27 | 18 | [17 empty] | 0 | 0
1 | 27 | 19 | [17 empty] | 0 | 0
1 | 27 | 20 | [17 empty] | 0 | 0
1 | 27 | 21 | [17 empty] | 0 | 0
1 | 27 | 22 | [17 empty] | 0 | 0
1 | 27 | 23 | [17 empty] | 0 | 0
1 | 27 | 24 | [17 empty] | 0 | 0
1 | 28 | 1 | [17 empty] | 0 | 0
1 | 28 | 2 | [17 empty] | 0 | 0
1 | 28 | 3 | [17 empty] | 0 | 0
1 | 28 | 4 | [17 empty] | 0 | 0
1 | 28 | 5 | [17 empty] | 0 | 0
1 | 28 | 6 | [17 empty] | 0 | 0
1 | 28 | 7 | [17 empty] | 0 | 0
1 | 28 | 8 | [17 empty] | 0 | 0
1 | 28 | 9 | [17 empty] | 0 | 0
1 | 28 | 10 | [17 empty] | 0 | 0
1 | 28 | 11 | [17 empty] | 0 | 0
1 | 28 | 12 | [17 empty] | 0 | 0
1 | 28 | 13 | [17 empty] | 0 | 0
1 | 28 | 14 | [17 empty] | 0 | 0
1 | 28 | 15 | [17 empty] | 0 | 0
1 | 28 | 16 | [17 empty] | 0 | 0
1 | 28 | 17 | [17 empty] | 0 | 0
1 | 28 | 18 | [17 empty] | 0 | 0
1 | 28 | 19 | [17 empty] | 0 | 0
1 | 28 | 20 | [17 empty] | 0 | 0
1 | 28 | 21 | [17 empty] | 0 | 0
1 | 28 | 22 | [17 empty] | 0 | 0
1 | 28 | 23 | [17 empty] | 0 | 0
1 | 28 | 24 | [17 empty] | 0 | 0
1 | 29 | 1 | [17 empty] | 0 | 0
1 | 29 | 2 | [17 empty] | 0 | 0
1 | 29 | 3 | [17 empty] | 0 | 0
1 | 29 | 4 | [17 empty] | 0 | 0
1 | 29 | 5 | [17 empty] | 0 | 0
1 | 29 | 6 | [17 empty] | 0 | 0
1 | 29 | 7 | [17 empty] | 0 | 0
1 | 29 | 8 | [17 empty] | 0 | 0
1 | 29 | 9 | [17 empty] | 0 | 0
1 | 29 | 10 | [17 empty] | 0 | 0
1 | 29 | 11 | [17 empty] | 0 | 0
1 | 29 | 12 | [17 empty] | 0 | 0
1 | 29 | 13 | [17 empty] | 0 | 0
1 | 29 | 14 | [17 empty] | 0 | 0
1 | 29 | 15 | [17 empty] | 0 | 0
1 | 29 | 16 | [17 empty] | 0 | 0
1 | 29 | 17 | [17 empty] | 0 | 0
1 | 29 | 18 | [17 empty] | 0 | 0
1 | 29 | 19 | [17 empty] | 0 | 0
1 | 29 | 20 | [17 empty] | 0 | 0
1 | 29 | 21 | [17 empty] | 0 | 0
1 | 29 | 22 | [17 empty] | 0 | 0
1 | 29 | 23 | [17 empty] | 0 | 0
1 | 29 | 24 | [17 empty] | 0 | 0
1 | 30 | 1 | [17 empty] | 0 | 0
1 | 30 | 2 | [17 empty] | 0 | 0
1 | 30 | 3 | [17 empty] | 0 | 0
1 | 30 | 4 | [17 empty] | 0 | 0
1 | 30 | 5 | [17 empty] | 0 | 0
1 | 30 | 6 | [17 empty] | 0 | 0
1 | 30 | 7 | [17 empty] | 0 | 0
1 | 30 | 8 | [17 empty] | 0 | 0
1 | 30 | 9 | [17 empty] | 0 | 0
1 | 30 | 10 | [17 empty] | 0 | 0
1 | 30 | 11 | [17 empty] | 0 | 0
1 | 30 | 12 | [17 empty] | 0 | 0
1 | 30 | 13 | [17 empty] | 0 | 0
1 | 30 | 14 | [17 empty] | 0 | 0
1 | 30 | 15 | [17 empty] | 0 | 0
1 | 30 | 16 | [17 empty] | 0 | 0
1 | 30 | 17 | [17 empty] | 0 | 0
1 | 30 | 18 | [17 empty] | 0 | 0
1 | 30 | 19 | [17 empty] | 0 | 0
1 | 30 | 20 | [17 empty] | 0 | 0
1 | 30 | 21 | [17 empty] | 0 | 0
1 | 30 | 22 | [17 empty] | 0 | 0
1 | 30 | 23 | [17 empty] | 0 | 0
1 | 30 | 24 | [17 empty] | 0 | 0
1 | 31 | 1 | [17 empty] | 0 | 0
1 | 31 | 2 | [17 empty] | 0 | 0
1 | 31 | 3 | [17 empty] | 0 | 0
1 | 31 | 4 | [17 empty] | 0 | 0
1 | 31 | 5 | [17 empty] | 0 | 0
1 | 31 | 6 | [17 empty] | 0 | 0
1 | 31 | 7 | [17 empty] | 0 | 0
1 | 31 | 8 | [17 empty] | 0 | 0
1 | 31 | 9 | [17 empty] | 0 | 0
1 | 31 | 10 | [17 empty] | 0 | 0
1 | 31 | 11 | [17 empty] | 0 | 0
1 | 31 | 12 | [17 empty] | 0 | 0
1 | 31 | 13 | [17 empty] | 0 | 0
1 | 31 | 14 | [17 empty] | 0 | 0
1 | 31 | 15 | [17 empty] | 0 | 0
1 | 31 | 16 | [17 empty] | 0 | 0
1 | 31 | 17 | [17 empty] | 0 | 0
1 | 31 | 18 | [17 empty] | 0 | 0
1 | 31 | 19 | [17 empty] | 0 | 0
1 | 31 | 20 | [17 empty] | 0 | 0
1 | 31 | 21 | [17 empty] | 0 | 0
1 | 31 | 22 | [17 empty] | 0 | 0
1 | 31 | 23 | [17 empty] | 0 | 0
1 | 31 | 24 | [17 empty] | 0 | 0
2 | 1 | 1 | [17 empty] | 0 | 0
2 | 1 | 2 | [17 empty] | 0 | 0
2 | 1 | 3 | [17 empty] | 0 | 0
2 | 1 | 4 | [17 empty] | 0 | 0
2 | 1 | 5 | [17 empty] | 0 | 0
2 | 1 | 6 | [17 empty] | 0 | 0
2 | 1 | 7 | [17 empty] | 0 | 0
2 | 1 | 8 | [17 empty] | 0 | 0
2 | 1 | 9 | [17 empty] | 0 | 0
2 | 1 | 10 | [17 empty] | 0 | 0
2 | 1 | 11 | [17 empty] | 0 | 0
2 | 1 | 12 | [17 empty] | 0 | 0
2 | 1 | 13 | [17 empty] | 0 | 0
2 | 1 | 14 | [17 empty] | 0 | 0
2 | 1 | 15 | [17 empty] | 0 | 0
2 | 1 | 16 | [17 empty] | 0 | 0
2 | 1 | 17 | [17 empty] | 0 | 0
2 | 1 | 18 | [17 empty] | 0 | 0
2 | 1 | 19 | [17 empty] | 0 | 0
2 | 1 | 20 | [17 empty] | 0 | 0
2 | 1 | 21 | [17 empty] | 0 | 0
2 | 1 | 22 | [17 empty] | 0 | 0
2 | 1 | 23 | [17 empty] | 0 | 0
2 | 1 | 24 | [17 empty] | 0 | 0
2 | 2 | 1 | [17 empty] | 0 | 0
2 | 2 | 2 | [17 empty] | 0 | 0
2 | 2 | 3 | [17 empty] | 0 | 0
2 | 2 | 4 | [17 empty] | 0 | 0
2 | 2 | 5 | [17 empty] | 0 | 0
2 | 2 | 6 | [17 empty] | 0 | 0
2 | 2 | 7 | [17 empty] | 0 | 0
2 | 2 | 8 | [17 empty] | 0 | 0
2 | 2 | 9 | [17 empty] | 0 | 0
2 | 2 | 10 | [17 empty] | 0 | 0
2 | 2 | 11 | [17 empty] | 0 | 0
2 | 2 | 12 | [17 empty] | 0 | 0
2 | 2 | 13 | [17 empty] | 0 | 0
2 | 2 | 14 | [17 empty] | 0 | 0
2 | 2 | 15 | [17 empty] | 0 | 0
2 | 2 | 16 | [17 empty] | 0 | 0
2 | 2 | 17 | [17 empty] | 0 | 0
2 | 2 | 18 | [17 empty] | 0 | 0
2 | 2 | 19 | [17 empty] | 0 | 0
2 | 2 | 20 | [17 empty] | 0 | 0
2 | 2 | 21 | [17 empty] | 0 | 0
2 | 2 | 22 | [17 empty] | 0 | 0
2 | 2 | 23 | [17 empty] | 0 | 0
2 | 2 | 24 | [17 empty] | 0 | 0
2 | 3 | 1 | [17 empty] | 0 | 0
2 | 3 | 2 | [17 empty] | 0 | 0
2 | 3 | 3 | [17 empty] | 0 | 0
2 | 3 | 4 | [17 empty] | 0 | 0
2 | 3 | 5 | [17 empty] | 0 | 0
2 | 3 | 6 | [17 empty] | 0 | 0
2 | 3 | 7 | [17 empty] | 0 | 0
2 | 3 | 8 | [17 empty] | 0 | 0
2 | 3 | 9 | [17 empty] | 0 | 0
2 | 3 | 10 | [17 empty] | 0 | 0
2 | 3 | 11 | [17 empty] | 0 | 0
2 | 3 | 12 | [17 empty] | 0 | 0
2 | 3 | 13 | [17 empty] | 0 | 0
2 | 3 | 14 | [17 empty] | 0 | 0
2 | 3 | 15 | [17 empty] | 0 | 0
2 | 3 | 16 | [17 empty] | 0 | 0
2 | 3 | 17 | [17 empty] | 0 | 0
2 | 3 | 18 | [17 empty] | 0 | 0
2 | 3 | 19 | [17 empty] | 0 | 0
2 | 3 | 20 | [17 empty] | 0 | 0
2 | 3 | 21 | [17 empty] | 0 | 0
2 | 3 | 22 | [17 empty] | 0 | 0
2 | 3 | 23 | [17 empty] | 0 | 0
2 | 3 | 24 | [17 empty] | 0 | 0
2 | 4 | 1 | [17 empty] | 0 | 0
2 | 4 | 2 | [17 empty] | 0 | 0
2 | 4 | 3 | [17 empty] | 0 | 0
2 | 4 | 4 | [17 empty] | 0 | 0
2 | 4 | 5 | [17 empty] | 0 | 0
2 | 4 | 6 | [17 empty] | 0 | 0
2 | 4 | 7 | [17 empty] | 0 | 0
2 | 4 | 8 | [17 empty] | 0 | 0
2 | 4 | 9 | [17 empty] | 0 | 0
2 | 4 | 10 | [17 empty] | 0 | 0
2 | 4 | 11 | [17 empty] | 0 | 0
2 | 4 | 12 | [17 empty] | 0 | 0
2 | 4 | 13 | [17 empty] | 0 | 0
2 | 4 | 14 | [17 empty] | 0 | 0
2 | 4 | 15 | [17 empty] | 0 | 0
2 | 4 | 16 | [17 empty] | 0 | 0
2 | 4 | 17 | [17 empty] | 0 | 0
2 | 4 | 18 | [17 empty] | 0 | 0
2 | 4 | 19 | [17 empty] | 0 | 0
2 | 4 | 20 | [17 empty] | 0 | 0
2 | 4 | 21 | [17 empty] | 0 | 0
2 | 4 | 22 | [17 empty] | 0 | 0
2 | 4 | 23 | [17 empty] | 0 | 0
2 | 4 | 24 | [17 empty] | 0 | 0
2 | 5 | 1 | [17 empty] | 0 | 0
2 | 5 | 2 | [17 empty] | 0 | 0
2 | 5 | 3 | [17 empty] | 0 | 0
2 | 5 | 4 | [17 empty] | 0 | 0
2 | 5 | 5 | [17 empty] | 0 | 0
2 | 5 | 6 | [17 empty] | 0 | 0
2 | 5 | 7 | [17 empty] | 0 | 0
2 | 5 | 8 | [17 empty] | 0 | 0
2 | 5 | 9 | [17 empty] | 0 | 0
2 | 5 | 10 | [17 empty] | 0 | 0
2 | 5 | 11 | [17 empty] | 0 | 0
2 | 5 | 12 | [17 empty] | 0 | 0
2 | 5 | 13 | [17 empty] | 0 | 0
2 | 5 | 14 | [17 empty] | 0 | 0
2 | 5 | 15 | [17 empty] | 0 | 0
2 | 5 | 16 | [17 empty] | 0 | 0
2 | 5 | 17 | [17 empty] | 0 | 0
2 | 5 | 18 | [17 empty] | 0 | 0
2 | 5 | 19 | [17 empty] | 0 | 0
2 | 5 | 20 | [17 empty] | 0 | 0
2 | 5 | 21 | [17 empty] | 0 | 0
2 | 5 | 22 | [17 empty] | 0 | 0
2 | 5 | 23 | [17 empty] | 0 | 0
2 | 5 | 24 | [17 empty] | 0 | 0
2 | 6 | 1 | [17 empty] | 0 | 0
2 | 6 | 2 | [17 empty] | 0 | 0
2 | 6 | 3 | [17 empty] | 0 | 0
2 | 6 | 4 | [17 empty] | 0 | 0
2 | 6 | 5 | [17 empty] | 0 | 0
2 | 6 | 6 | [17 empty] | 0 | 0
2 | 6 | 7 | [17 empty] | 0 | 0
2 | 6 | 8 | [17 empty] | 0 | 0
2 | 6 | 9 | [17 empty] | 0 | 0
2 | 6 | 10 | [17 empty] | 0 | 0
2 | 6 | 11 | [17 empty] | 0 | 0
2 | 6 | 12 | [17 empty] | 0 | 0
2 | 6 | 13 | [17 empty] | 0 | 0
2 | 6 | 14 | [17 empty] | 0 | 0
2 | 6 | 15 | [17 empty] | 0 | 0
2 | 6 | 16 | [17 empty] | 0 | 0
2 | 6 | 17 | [17 empty] | 0 | 0
2 | 6 | 18 | [17 empty] | 0 | 0
2 | 6 | 19 | [17 empty] | 0 | 0
2 | 6 | 20 | [17 empty] | 0 | 0
2 | 6 | 21 | [17 empty] | 0 | 0
2 | 6 | 22 | [17 empty] | 0 | 0
2 | 6 | 23 | [17 empty] | 0 | 0
2 | 6 | 24 | [17 empty] | 0 | 0
2 | 7 | 1 | [17 empty] | 0 | 0
2 | 7 | 2 | [17 empty] | 0 | 0
2 | 7 | 3 | [17 empty] | 0 | 0
2 | 7 | 4 | [17 empty] | 0 | 0
2 | 7 | 5 | [17 empty] | 0 | 0
2 | 7 | 6 | [17 empty] | 0 | 0
2 | 7 | 7 | [17 empty] | 0 | 0
2 | 7 | 8 | [17 empty] | 0 | 0
2 | 7 | 9 | [17 empty] | 0 | 0
2 | 7 | 10 | [17 empty] | 0 | 0
2 | 7 | 11 | [17 empty] | 0 | 0
2 | 7 | 12 | [17 empty] | 0 | 0
2 | 7 | 13 | [17 empty] | 0 | 0
2 | 7 | 14 | [17 empty] | 0 | 0
2 | 7 | 15 | [17 empty] | 0 | 0
2 | 7 | 16 | [17 empty] | 0 | 0
2 | 7 | 17 | [17 empty] | 0 | 0
2 | 7 | 18 | [17 empty] | 0 | 0
2 | 7 | 19 | [17 empty] | 0 | 0
2 | 7 | 20 | [17 empty] | 0 | 0
2 | 7 | 21 | [17 empty] | 0 | 0
2 | 7 | 22 | [17 empty] | 0 | 0
2 | 7 | 23 | [17 empty] | 0 | 0
2 | 7 | 24 | [17 empty] | 0 | 0
2 | 8 | 1 | [17 empty] | 0 | 0
2 | 8 | 2 | [17 empty] | 0 | 0
2 | 8 | 3 | [17 empty] | 0 | 0
2 | 8 | 4 | [17 empty] | 0 | 0
2 | 8 | 5 | [17 empty] | 0 | 0
2 | 8 | 6 | [17 empty] | 0 | 0
2 | 8 | 7 | [17 empty] | 0 | 0
2 | 8 | 8 | [17 empty] | 0 | 0
2 | 8 | 9 | [17 empty] | 0 | 0
2 | 8 | 10 | [17 empty] | 0 | 0
2 | 8 | 11 | [17 empty] | 0 | 0
2 | 8 | 12 | [17 empty] | 0 | 0
2 | 8 | 13 | [17 empty] | 0 | 0
2 | 8 | 14 | [17 empty] | 0 | 0
2 | 8 | 15 | [17 empty] | 0 | 0
2 | 8 | 16 | [17 empty] | 0 | 0
2 | 8 | 17 | [17 empty] | 0 | 0
2 | 8 | 18 | [17 empty] | 0 | 0
2 | 8 | 19 | [17 empty] | 0 | 0
2 | 8 | 20 | [17 empty] | 0 | 0
2 | 8 | 21 | [17 empty] | 0 | 0
2 | 8 | 22 | [17 empty] | 0 | 0
2 | 8 | 23 | [17 empty] | 0 | 0
2 | 8 | 24 | [17 empty] | 0 | 0
2 | 9 | 1 | [17 empty] | 0 | 0
2 | 9 | 2 | [17 empty] | 0 | 0
2 | 9 | 3 | [17 empty] | 0 | 0
2 | 9 | 4 | [17 empty] | 0 | 0
2 | 9 | 5 | [17 empty] | 0 | 0
2 | 9 | 6 | [17 empty] | 0 | 0
2 | 9 | 7 | [17 empty] | 0 | 0
2 | 9 | 8 | [17 empty] | 0 | 0
2 | 9 | 9 | [17 empty] | 0 | 0
2 | 9 | 10 | [17 empty] | 0 | 0
2 | 9 | 11 | [17 empty] | 0 | 0
2 | 9 | 12 | [17 empty] | 0 | 0
2 | 9 | 13 | [17 empty] | 0 | 0
2 | 9 | 14 | [17 empty] | 0 | 0
2 | 9 | 15 | [17 empty] | 0 | 0
2 | 9 | 16 | [17 empty] | 0 | 0
2 | 9 | 17 | [17 empty] | 0 | 0
2 | 9 | 18 | [17 empty] | 0 | 0
2 | 9 | 19 | [17 empty] | 0 | 0
2 | 9 | 20 | [17 empty] | 0 | 0
2 | 9 | 21 | [17 empty] | 0 | 0
2 | 9 | 22 | [17 empty] | 0 | 0
2 | 9 | 23 | [17 empty] | 0 | 0
2 | 9 | 24 | [17 empty] | 0 | 0
2 | 10 | 1 | [17 empty] | 0 | 0
2 | 10 | 2 | [17 empty] | 0 | 0
2 | 10 | 3 | [17 empty] | 0 | 0
2 | 10 | 4 | [17 empty] | 0 | 0
2 | 10 | 5 | [17 empty] | 0 | 0
2 | 10 | 6 | [17 empty] | 0 | 0
2 | 10 | 7 | [17 empty] | 0 | 0
2 | 10 | 8 | [17 empty] | 0 | 0
2 | 10 | 9 | [17 empty] | 0 | 0
2 | 10 | 10 | [17 empty] | 0 | 0
2 | 10 | 11 | [17 empty] | 0 | 0
2 | 10 | 12 | [17 empty] | 0 | 0
2 | 10 | 13 | [17 empty] | 0 | 0
2 | 10 | 14 | [17 empty] | 0 | 0
2 | 10 | 15 | [17 empty] | 0 | 0
2 | 10 | 16 | [17 empty] | 0 | 0
2 | 10 | 17 | [17 empty] | 0 | 0
2 | 10 | 18 | [17 empty] | 0 | 0
2 | 10 | 19 | [17 empty] | 0 | 0
2 | 10 | 20 | [17 empty] | 0 | 0
2 | 10 | 21 | [17 empty] | 0 | 0
2 | 10 | 22 | [17 empty] | 0 | 0
2 | 10 | 23 | [17 empty] | 0 | 0
2 | 10 | 24 | [17 empty] | 0 | 0
2 | 11 | 1 | [17 empty] | 0 | 0
2 | 11 | 2 | [17 empty] | 0 | 0
2 | 11 | 3 | [17 empty] | 0 | 0
2 | 11 | 4 | [17 empty] | 0 | 0
2 | 11 | 5 | [17 empty] | 0 | 0
2 | 11 | 6 | [17 empty] | 0 | 0
2 | 11 | 7 | [17 empty] | 0 | 0
2 | 11 | 8 | [17 empty] | 0 | 0
2 | 11 | 9 | [17 empty] | 0 | 0
2 | 11 | 10 | [17 empty] | 0 | 0
2 | 11 | 11 | [17 empty] | 0 | 0
2 | 11 | 12 | [17 empty] | 0 | 0
2 | 11 | 13 | [17 empty] | 0 | 0
2 | 11 | 14 | [17 empty] | 0 | 0
2 | 11 | 15 | [17 empty] | 0 | 0
2 | 11 | 16 | [17 empty] | 0 | 0
2 | 11 | 17 | [17 empty] | 0 | 0
2 | 11 | 18 | [17 empty] | 0 | 0
2 | 11 | 19 | [17 empty] | 0 | 0
2 | 11 | 20 | [17 empty] | 0 | 0
2 | 11 | 21 | [17 empty] | 0 | 0
2 | 11 | 22 | [17 empty] | 0 | 0
2 | 11 | 23 | [17 empty] | 0 | 0
2 | 11 | 24 | [17 empty] | 0 | 0
2 | 12 | 1 | [17 empty] | 0 | 0
2 | 12 | 2 | [17 empty] | 0 | 0
2 | 12 | 3 | [17 empty] | 0 | 0
2 | 12 | 4 | [17 empty] | 0 | 0
2 | 12 | 5 | [17 empty] | 0 | 0
2 | 12 | 6 | [17 empty] | 0 | 0
2 | 12 | 7 | [17 empty] | 0 | 0
2 | 12 | 8 | [17 empty] | 0 | 0
2 | 12 | 9 | [17 empty] | 0 | 0
2 | 12 | 10 | [17 empty] | 0 | 0
2 | 12 | 11 | [17 empty] | 0 | 0
2 | 12 | 12 | [17 empty] | 0 | 0
2 | 12 | 13 | [17 empty] | 0 | 0
2 | 12 | 14 | [17 empty] | 0 | 0
2 | 12 | 15 | [17 empty] | 0 | 0
2 | 12 | 16 | [17 empty] | 0 | 0
2 | 12 | 17 | [17 empty] | 0 | 0
2 | 12 | 18 | [17 empty] | 0 | 0
2 | 12 | 19 | [17 empty] | 0 | 0
2 | 12 | 20 | [17 empty] | 0 | 0
2 | 12 | 21 | [17 empty] | 0 | 0
2 | 12 | 22 | [17 empty] | 0 | 0
2 | 12 | 23 | [17 empty] | 0 | 0
2 | 12 | 24 | [17 empty] | 0 | 0
2 | 13 | 1 | [17 empty] | 0 | 0
2 | 13 | 2 | [17 empty] | 0 | 0
2 | 13 | 3 | [17 empty] | 0 | 0
2 | 13 | 4 | [17 empty] | 0 | 0
2 | 13 | 5 | [17 empty] | 0 | 0
2 | 13 | 6 | [17 empty] | 0 | 0
2 | 13 | 7 | [17 empty] | 0 | 0
2 | 13 | 8 | [17 empty] | 0 | 0
2 | 13 | 9 | [17 empty] | 0 | 0
2 | 13 | 10 | [17 empty] | 0 | 0
2 | 13 | 11 | [17 empty] | 0 | 0
2 | 13 | 12 | [17 empty] | 0 | 0
2 | 13 | 13 | [17 empty] | 0 | 0
2 | 13 | 14 | [17 empty] | 0 | 0
2 | 13 | 15 | [17 empty] | 0 | 0
2 | 13 | 16 | [17 empty] | 0 | 0
2 | 13 | 17 | [17 empty] | 0 | 0
2 | 13 | 18 | [17 empty] | 0 | 0
2 | 13 | 19 | [17 empty] | 0 | 0
2 | 13 | 20 | [17 empty] | 0 | 0
2 | 13 | 21 | [17 empty] | 0 | 0
2 | 13 | 22 | [17 empty] | 0 | 0
2 | 13 | 23 | [17 empty] | 0 | 0
2 | 13 | 24 | [17 empty] | 0 | 0
2 | 14 | 1 | [17 empty] | 0 | 0
2 | 14 | 2 | [17 empty] | 0 | 0
2 | 14 | 3 | [17 empty] | 0 | 0
2 | 14 | 4 | [17 empty] | 0 | 0
2 | 14 | 5 | [17 empty] | 0 | 0
2 | 14 | 6 | [17 empty] | 0 | 0
2 | 14 | 7 | [17 empty] | 0 | 0
2 | 14 | 8 | [17 empty] | 0 | 0
2 | 14 | 9 | [17 empty] | 0 | 0
2 | 14 | 10 | [17 empty] | 0 | 0
2 | 14 | 11 | [17 empty] | 0 | 0
2 | 14 | 12 | [17 empty] | 0 | 0
2 | 14 | 13 | [17 empty] | 0 | 0
2 | 14 | 14 | [17 empty] | 0 | 0
2 | 14 | 15 | [17 empty] | 0 | 0
2 | 14 | 16 | [17 empty] | 0 | 0
2 | 14 | 17 | [17 empty] | 0 | 0
2 | 14 | 18 | [17 empty] | 0 | 0
2 | 14 | 19 | [17 empty] | 0 | 0
2 | 14 | 20 | [17 empty] | 0 | 0
2 | 14 | 21 | [17 empty] | 0 | 0
2 | 14 | 22 | [17 empty] | 0 | 0
2 | 14 | 23 | [17 empty] | 0 | 0
2 | 14 | 24 | [17 empty] | 0 | 0
2 | 15 | 1 | [17 empty] | 0 | 0
2 | 15 | 2 | [17 empty] | 0 | 0
2 | 15 | 3 | [17 empty] | 0 | 0
2 | 15 | 4 | [17 empty] | 0 | 0
2 | 15 | 5 | [17 empty] | 0 | 0
2 | 15 | 6 | [17 empty] | 0 | 0
2 | 15 | 7 | [17 empty] | 0 | 0
2 | 15 | 8 | [17 empty] | 0 | 0
2 | 15 | 9 | [17 empty] | 0 | 0
2 | 15 | 10 | [17 empty] | 0 | 0
2 | 15 | 11 | [17 empty] | 0 | 0
2 | 15 | 12 | [17 empty] | 0 | 0
2 | 15 | 13 | [17 empty] | 0 | 0
2 | 15 | 14 | [17 empty] | 0 | 0
2 | 15 | 15 | [17 empty] | 0 | 0
2 | 15 | 16 | [17 empty] | 0 | 0
2 | 15 | 17 | [17 empty] | 0 | 0
2 | 15 | 18 | [17 empty] | 0 | 0
2 | 15 | 19 | [17 empty] | 0 | 0
2 | 15 | 20 | [17 empty] | 0 | 0
2 | 15 | 21 | [17 empty] | 0 | 0
2 | 15 | 22 | [17 empty] | 0 | 0
2 | 15 | 23 | [17 empty] | 0 | 0
2 | 15 | 24 | [17 empty] | 0 | 0
2 | 16 | 1 | [17 empty] | 0 | 0
2 | 16 | 2 | [17 empty] | 0 | 0
2 | 16 | 3 | [17 empty] | 0 | 0
2 | 16 | 4 | [17 empty] | 0 | 0
2 | 16 | 5 | [17 empty] | 0 | 0
2 | 16 | 6 | [17 empty] | 0 | 0
2 | 16 | 7 | [17 empty] | 0 | 0
2 | 16 | 8 | [17 empty] | 0 | 0
2 | 16 | 9 | [17 empty] | 0 | 0
2 | 16 | 10 | [17 empty] | 0 | 0
2 | 16 | 11 | [17 empty] | 0 | 0
2 | 16 | 12 | [17 empty] | 0 | 0
2 | 16 | 13 | [17 empty] | 0 | 0
2 | 16 | 14 | [17 empty] | 0 | 0
2 | 16 | 15 | [17 empty] | 0 | 0
2 | 16 | 16 | [17 empty] | 0 | 0
2 | 16 | 17 | [17 empty] | 0 | 0
2 | 16 | 18 | [17 empty] | 0 | 0
2 | 16 | 19 | [17 empty] | 0 | 0
2 | 16 | 20 | [17 empty] | 0 | 0
2 | 16 | 21 | [17 empty] | 0 | 0
2 | 16 | 22 | [17 empty] | 0 | 0
2 | 16 | 23 | [17 empty] | 0 | 0
2 | 16 | 24 | [17 empty] | 0 | 0
2 | 17 | 1 | [17 empty] | 0 | 0
2 | 17 | 2 | [17 empty] | 0 | 0
2 | 17 | 3 | [17 empty] | 0 | 0
2 | 17 | 4 | [17 empty] | 0 | 0
2 | 17 | 5 | [17 empty] | 0 | 0
2 | 17 | 6 | [17 empty] | 0 | 0
2 | 17 | 7 | [17 empty] | 0 | 0
2 | 17 | 8 | [17 empty] | 0 | 0
2 | 17 | 9 | [17 empty] | 0 | 0
2 | 17 | 10 | [17 empty] | 0 | 0
2 | 17 | 11 | [17 empty] | 0 | 0
2 | 17 | 12 | [17 empty] | 0 | 0
2 | 17 | 13 | [17 empty] | 0 | 0
2 | 17 | 14 | [17 empty] | 0 | 0
2 | 17 | 15 | [17 empty] | 0 | 0
2 | 17 | 16 | [17 empty] | 0 | 0
2 | 17 | 17 | [17 empty] | 0 | 0
2 | 17 | 18 | [17 empty] | 0 | 0
2 | 17 | 19 | [17 empty] | 0 | 0
2 | 17 | 20 | [17 empty] | 0 | 0
2 | 17 | 21 | [17 empty] | 0 | 0
2 | 17 | 22 | [17 empty] | 0 | 0
2 | 17 | 23 | [17 empty] | 0 | 0
2 | 17 | 24 | [17 empty] | 0 | 0
2 | 18 | 1 | [17 empty] | 0 | 0
2 | 18 | 2 | [17 empty] | 0 | 0
2 | 18 | 3 | [17 empty] | 0 | 0
2 | 18 | 4 | [17 empty] | 0 | 0
2 | 18 | 5 | [17 empty] | 0 | 0
2 | 18 | 6 | [17 empty] | 0 | 0
2 | 18 | 7 | [17 empty] | 0 | 0
2 | 18 | 8 | [17 empty] | 0 | 0
2 | 18 | 9 | [17 empty] | 0 | 0
2 | 18 | 10 | [17 empty] | 0 | 0
2 | 18 | 11 | [17 empty] | 0 | 0
2 | 18 | 12 | [17 empty] | 0 | 0
2 | 18 | 13 | [17 empty] | 0 | 0
2 | 18 | 14 | [17 empty] | 0 | 0
2 | 18 | 15 | [17 empty] | 0 | 0
2 | 18 | 16 | [17 empty] | 0 | 0
2 | 18 | 17 | [17 empty] | 0 | 0
2 | 18 | 18 | [17 empty] | 0 | 0
2 | 18 | 19 | [17 empty] | 0 | 0
2 | 18 | 20 | [17 empty] | 0 | 0
2 | 18 | 21 | [17 empty] | 0 | 0
2 | 18 | 22 | [17 empty] | 0 | 0
2 | 18 | 23 | [17 empty] | 0 | 0
2 | 18 | 24 | [17 empty] | 0 | 0
2 | 19 | 1 | [17 empty] | 0 | 0
2 | 19 | 2 | [17 empty] | 0 | 0
2 | 19 | 3 | [17 empty] | 0 | 0
2 | 19 | 4 | [17 empty] | 0 | 0
2 | 19 | 5 | [17 empty] | 0 | 0
2 | 19 | 6 | [17 empty] | 0 | 0
2 | 19 | 7 | [17 empty] | 0 | 0
2 | 19 | 8 | [17 empty] | 0 | 0
2 | 19 | 9 | [17 empty] | 0 | 0
2 | 19 | 10 | [17 empty] | 0 | 0
2 | 19 | 11 | [17 empty] | 0 | 0
2 | 19 | 12 | [17 empty] | 0 | 0
2 | 19 | 13 | [17 empty] | 0 | 0
2 | 19 | 14 | [17 empty] | 0 | 0
2 | 19 | 15 | [17 empty] | 0 | 0
2 | 19 | 16 | [17 empty] | 0 | 0
2 | 19 | 17 | [17 empty] | 0 | 0
2 | 19 | 18 | [17 empty] | 0 | 0
2 | 19 | 19 | [17 empty] | 0 | 0
2 | 19 | 20 | [17 empty] | 0 | 0
2 | 19 | 21 | [17 empty] | 0 | 0
2 | 19 | 22 | [17 empty] | 0 | 0
2 | 19 | 23 | [17 empty] | 0 | 0
2 | 19 | 24 | [17 empty] | 0 | 0
2 | 20 | 1 | [17 empty] | 0 | 0
2 | 20 | 2 | [17 empty] | 0 | 0
2 | 20 | 3 | [17 empty] | 0 | 0
2 | 20 | 4 | [17 empty] | 0 | 0
2 | 20 | 5 | [17 empty] | 0 | 0
2 | 20 | 6 | [17 empty] | 0 | 0
2 | 20 | 7 | [17 empty] | 0 | 0
2 | 20 | 8 | [17 empty] | 0 | 0
2 | 20 | 9 | [17 empty] | 0 | 0
2 | 20 | 10 | [17 empty] | 0 | 0
2 | 20 | 11 | [17 empty] | 0 | 0
2 | 20 | 12 | [17 empty] | 0 | 0
2 | 20 | 13 | [17 empty] | 0 | 0
2 | 20 | 14 | [17 empty] | 0 | 0
2 | 20 | 15 | [17 empty] | 0 | 0
2 | 20 | 16 | [17 empty] | 0 | 0
2 | 20 | 17 | [17 empty] | 0 | 0
2 | 20 | 18 | [17 empty] | 0 | 0
2 | 20 | 19 | [17 empty] | 0 | 0
2 | 20 | 20 | [17 empty] | 0 | 0
2 | 20 | 21 | [17 empty] | 0 | 0
2 | 20 | 22 | [17 empty] | 0 | 0
2 | 20 | 23 | [17 empty] | 0 | 0
2 | 20 | 24 | [17 empty] | 0 | 0
2 | 21 | 1 | [17 empty] | 0 | 0
2 | 21 | 2 | [17 empty] | 0 | 0
2 | 21 | 3 | [17 empty] | 0 | 0
2 | 21 | 4 | [17 empty] | 0 | 0
2 | 21 | 5 | [17 empty] | 0 | 0
2 | 21 | 6 | [17 empty] | 0 | 0
2 | 21 | 7 | [17 empty] | 0 | 0
2 | 21 | 8 | [17 empty] | 0 | 0
2 | 21 | 9 | [17 empty] | 0 | 0
2 | 21 | 10 | [17 empty] | 0 | 0
2 | 21 | 11 | [17 empty] | 0 | 0
2 | 21 | 12 | [17 empty] | 0 | 0
2 | 21 | 13 | [17 empty] | 0 | 0
2 | 21 | 14 | [17 empty] | 0 | 0
2 | 21 | 15 | [17 empty] | 0 | 0
2 | 21 | 16 | [17 empty] | 0 | 0
2 | 21 | 17 | [17 empty] | 0 | 0
2 | 21 | 18 | [17 empty] | 0 | 0
2 | 21 | 19 | [17 empty] | 0 | 0
2 | 21 | 20 | [17 empty] | 0 | 0
2 | 21 | 21 | [17 empty] | 0 | 0
2 | 21 | 22 | [17 empty] | 0 | 0
2 | 21 | 23 | [17 empty] | 0 | 0
2 | 21 | 24 | [17 empty] | 0 | 0
2 | 22 | 1 | [17 empty] | 0 | 0
2 | 22 | 2 | [17 empty] | 0 | 0
2 | 22 | 3 | [17 empty] | 0 | 0
2 | 22 | 4 | [17 empty] | 0 | 0
2 | 22 | 5 | [17 empty] | 0 | 0
2 | 22 | 6 | [17 empty] | 0 | 0
2 | 22 | 7 | [17 empty] | 0 | 0
2 | 22 | 8 | [17 empty] | 0 | 0
2 | 22 | 9 | [17 empty] | 0 | 0
2 | 22 | 10 | [17 empty] | 0 | 0
2 | 22 | 11 | [17 empty] | 0 | 0
2 | 22 | 12 | [17 empty] | 0 | 0
2 | 22 | 13 | [17 empty] | 0 | 0
2 | 22 | 14 | [17 empty] | 0 | 0
2 | 22 | 15 | [17 empty] | 0 | 0
2 | 22 | 16 | [17 empty] | 0 | 0
2 | 22 | 17 | [17 empty] | 0 | 0
2 | 22 | 18 | [17 empty] | 0 | 0
2 | 22 | 19 | [17 empty] | 0 | 0
2 | 22 | 20 | [17 empty] | 0 | 0
2 | 22 | 21 | [17 empty] | 0 | 0
2 | 22 | 22 | [17 empty] | 0 | 0
2 | 22 | 23 | [17 empty] | 0 | 0
2 | 22 | 24 | [17 empty] | 0 | 0
2 | 23 | 1 | [17 empty] | 0 | 0
2 | 23 | 2 | [17 empty] | 0 | 0
2 | 23 | 3 | [17 empty] | 0 | 0
2 | 23 | 4 | [17 empty] | 0 | 0
2 | 23 | 5 | [17 empty] | 0 | 0
2 | 23 | 6 | [17 empty] | 0 | 0
2 | 23 | 7 | [17 empty] | 0 | 0
2 | 23 | 8 | [17 empty] | 0 | 0
2 | 23 | 9 | [17 empty] | 0 | 0
2 | 23 | 10 | [17 empty] | 0 | 0
2 | 23 | 11 | [17 empty] | 0 | 0
2 | 23 | 12 | [17 empty] | 0 | 0
2 | 23 | 13 | [17 empty] | 0 | 0
2 | 23 | 14 | [17 empty] | 0 | 0
2 | 23 | 15 | [17 empty] | 0 | 0
2 | 23 | 16 | [17 empty] | 0 | 0
2 | 23 | 17 | [17 empty] | 0 | 0
2 | 23 | 18 | [17 empty] | 0 | 0
2 | 23 | 19 | [17 empty] | 0 | 0
2 | 23 | 20 | [17 empty] | 0 | 0
2 | 23 | 21 | [17 empty] | 0 | 0
2 | 23 | 22 | [17 empty] | 0 | 0
2 | 23 | 23 | [17 empty] | 0 | 0
2 | 23 | 24 | [17 empty] | 0 | 0
2 | 24 | 1 | [17 empty] | 0 | 0
2 | 24 | 2 | [17 empty] | 0 | 0
2 | 24 | 3 | [17 empty] | 0 | 0
2 | 24 | 4 | [17 empty] | 0 | 0
2 | 24 | 5 | [17 empty] | 0 | 0
2 | 24 | 6 | [17 empty] | 0 | 0
2 | 24 | 7 | [17 empty] | 0 | 0
2 | 24 | 8 | [17 empty] | 0 | 0
2 | 24 | 9 | [17 empty] | 0 | 0
2 | 24 | 10 | [17 empty] | 0 | 0
2 | 24 | 11 | [17 empty] | 0 | 0
2 | 24 | 12 | [17 empty] | 0 | 0
2 | 24 | 13 | [17 empty] | 0 | 0
2 | 24 | 14 | [17 empty] | 0 | 0
2 | 24 | 15 | [17 empty] | 0 | 0
2 | 24 | 16 | [17 empty] | 0 | 0
2 | 24 | 17 | [17 empty] | 0 | 0
2 | 24 | 18 | [17 empty] | 0 | 0
2 | 24 | 19 | [17 empty] | 0 | 0
2 | 24 | 20 | [17 empty] | 0 | 0
2 | 24 | 21 | [17 empty] | 0 | 0
2 | 24 | 22 | [17 empty] | 0 | 0
2 | 24 | 23 | [17 empty] | 0 | 0
2 | 24 | 24 | [17 empty] | 0 | 0
2 | 25 | 1 | [17 empty] | 0 | 0
2 | 25 | 2 | [17 empty] | 0 | 0
2 | 25 | 3 | [17 empty] | 0 | 0
2 | 25 | 4 | [17 empty] | 0 | 0
2 | 25 | 5 | [17 empty] | 0 | 0
2 | 25 | 6 | [17 empty] | 0 | 0
2 | 25 | 7 | [17 empty] | 0 | 0
2 | 25 | 8 | [17 empty] | 0 | 0
2 | 25 | 9 | [17 empty] | 0 | 0
2 | 25 | 10 | [17 empty] | 0 | 0
2 | 25 | 11 | [17 empty] | 0 | 0
2 | 25 | 12 | [17 empty] | 0 | 0
2 | 25 | 13 | [17 empty] | 0 | 0
2 | 25 | 14 | [17 empty] | 0 | 0
2 | 25 | 15 | [17 empty] | 0 | 0
2 | 25 | 16 | [17 empty] | 0 | 0
2 | 25 | 17 | [17 empty] | 0 | 0
2 | 25 | 18 | [17 empty] | 0 | 0
2 | 25 | 19 | [17 empty] | 0 | 0
2 | 25 | 20 | [17 empty] | 0 | 0
2 | 25 | 21 | [17 empty] | 0 | 0
2 | 25 | 22 | [17 empty] | 0 | 0
2 | 25 | 23 | [17 empty] | 0 | 0
2 | 25 | 24 | [17 empty] | 0 | 0
2 | 26 | 1 | [17 empty] | 0 | 0
2 | 26 | 2 | [17 empty] | 0 | 0
2 | 26 | 3 | [17 empty] | 0 | 0
2 | 26 | 4 | [17 empty] | 0 | 0
2 | 26 | 5 | [17 empty] | 0 | 0
2 | 26 | 6 | [17 empty] | 0 | 0
2 | 26 | 7 | [17 empty] | 0 | 0
2 | 26 | 8 | [17 empty] | 0 | 0
2 | 26 | 9 | [17 empty] | 0 | 0
2 | 26 | 10 | [17 empty] | 0 | 0
2 | 26 | 11 | [17 empty] | 0 | 0
2 | 26 | 12 | [17 empty] | 0 | 0
2 | 26 | 13 | [17 empty] | 0 | 0
2 | 26 | 14 | [17 empty] | 0 | 0
2 | 26 | 15 | [17 empty] | 0 | 0
2 | 26 | 16 | [17 empty] | 0 | 0
2 | 26 | 17 | [17 empty] | 0 | 0
2 | 26 | 18 | [17 empty] | 0 | 0
2 | 26 | 19 | [17 empty] | 0 | 0
2 | 26 | 20 | [17 empty] | 0 | 0
2 | 26 | 21 | [17 empty] | 0 | 0
2 | 26 | 22 | [17 empty] | 0 | 0
2 | 26 | 23 | [17 empty] | 0 | 0
2 | 26 | 24 | [17 empty] | 0 | 0
2 | 27 | 1 | [17 empty] | 0 | 0
2 | 27 | 2 | [17 empty] | 0 | 0
2 | 27 | 3 | [17 empty] | 0 | 0
2 | 27 | 4 | [17 empty] | 0 | 0
2 | 27 | 5 | [17 empty] | 0 | 0
2 | 27 | 6 | [17 empty] | 0 | 0
2 | 27 | 7 | [17 empty] | 0 | 0
2 | 27 | 8 | [17 empty] | 0 | 0
2 | 27 | 9 | [17 empty] | 0 | 0
2 | 27 | 10 | [17 empty] | 0 | 0
2 | 27 | 11 | [17 empty] | 0 | 0
2 | 27 | 12 | [17 empty] | 0 | 0
2 | 27 | 13 | [17 empty] | 0 | 0
2 | 27 | 14 | [17 empty] | 0 | 0
2 | 27 | 15 | [17 empty] | 0 | 0
2 | 27 | 16 | [17 empty] | 0 | 0
2 | 27 | 17 | [17 empty] | 0 | 0
2 | 27 | 18 | [17 empty] | 0 | 0
2 | 27 | 19 | [17 empty] | 0 | 0
2 | 27 | 20 | [17 empty] | 0 | 0
2 | 27 | 21 | [17 empty] | 0 | 0
2 | 27 | 22 | [17 empty] | 0 | 0
2 | 27 | 23 | [17 empty] | 0 | 0
2 | 27 | 24 | [17 empty] | 0 | 0
2 | 28 | 1 | [17 empty] | 0 | 0
2 | 28 | 2 | [17 empty] | 0 | 0
2 | 28 | 3 | [17 empty] | 0 | 0
2 | 28 | 4 | [17 empty] | 0 | 0
2 | 28 | 5 | [17 empty] | 0 | 0
2 | 28 | 6 | [17 empty] | 0 | 0
2 | 28 | 7 | [17 empty] | 0 | 0
2 | 28 | 8 | [17 empty] | 0 | 0
2 | 28 | 9 | [17 empty] | 0 | 0
2 | 28 | 10 | [17 empty] | 0 | 0
2 | 28 | 11 | [17 empty] | 0 | 0
2 | 28 | 12 | [17 empty] | 0 | 0
2 | 28 | 13 | [17 empty] | 0 | 0
2 | 28 | 14 | [17 empty] | 0 | 0
2 | 28 | 15 | [17 empty] | 0 | 0
2 | 28 | 16 | [17 empty] | 0 | 0
2 | 28 | 17 | [17 empty] | 0 | 0
2 | 28 | 18 | [17 empty] | 0 | 0
2 | 28 | 19 | [17 empty] | 0 | 0
2 | 28 | 20 | [17 empty] | 0 | 0
2 | 28 | 21 | [17 empty] | 0 | 0
2 | 28 | 22 | [17 empty] | 0 | 0
2 | 28 | 23 | [17 empty] | 0 | 0
2 | 28 | 24 | [17 empty] | 0 | 0
3 | 1 | 1 | [17 empty] | 0 | 0
3 | 1 | 2 | [17 empty] | 0 | 0
3 | 1 | 3 | [17 empty] | 0 | 0
3 | 1 | 4 | [17 empty] | 0 | 0
3 | 1 | 5 | [17 empty] | 0 | 0
3 | 1 | 6 | [17 empty] | 0 | 0
3 | 1 | 7 | [17 empty] | 0 | 0
3 | 1 | 8 | [17 empty] | 0 | 0
3 | 1 | 9 | [17 empty] | 0 | 0
3 | 1 | 10 | [17 empty] | 0 | 0
3 | 1 | 11 | [17 empty] | 0 | 0
3 | 1 | 12 | [17 empty] | 0 | 0
3 | 1 | 13 | [17 empty] | 0 | 0
3 | 1 | 14 | [17 empty] | 0 | 0
3 | 1 | 15 | [17 empty] | 0 | 0
3 | 1 | 16 | [17 empty] | 0 | 0
3 | 1 | 17 | [17 empty] | 0 | 0
3 | 1 | 18 | [17 empty] | 0 | 0
3 | 1 | 19 | [17 empty] | 0 | 0
3 | 1 | 20 | [17 empty] | 0 | 0
3 | 1 | 21 | [17 empty] | 0 | 0
3 | 1 | 22 | [17 empty] | 0 | 0
3 | 1 | 23 | [17 empty] | 0 | 0
3 | 1 | 24 | [17 empty] | 0 | 0
3 | 2 | 1 | [17 empty] | 0 | 0
3 | 2 | 2 | [17 empty] | 0 | 0
3 | 2 | 3 | [17 empty] | 0 | 0
3 | 2 | 4 | [17 empty] | 0 | 0
3 | 2 | 5 | [17 empty] | 0 | 0
3 | 2 | 6 | [17 empty] | 0 | 0
3 | 2 | 7 | [17 empty] | 0 | 0
3 | 2 | 8 | [17 empty] | 0 | 0
3 | 2 | 9 | [17 empty] | 0 | 0
3 | 2 | 10 | [17 empty] | 0 | 0
3 | 2 | 11 | [17 empty] | 0 | 0
3 | 2 | 12 | [17 empty] | 0 | 0
3 | 2 | 13 | [17 empty] | 0 | 0
3 | 2 | 14 | [17 empty] | 0 | 0
3 | 2 | 15 | [17 empty] | 0 | 0
3 | 2 | 16 | [17 empty] | 0 | 0
3 | 2 | 17 | [17 empty] | 0 | 0
3 | 2 | 18 | [17 empty] | 0 | 0
3 | 2 | 19 | [17 empty] | 0 | 0
3 | 2 | 20 | [17 empty] | 0 | 0
3 | 2 | 21 | [17 empty] | 0 | 0
3 | 2 | 22 | [17 empty] | 0 | 0
3 | 2 | 23 | [17 empty] | 0 | 0
3 | 2 | 24 | [17 empty] | 0 | 0
3 | 3 | 1 | [17 empty] | 0 | 0
3 | 3 | 2 | [17 empty] | 0 | 0
3 | 3 | 3 | [17 empty] | 0 | 0
3 | 3 | 4 | [17 empty] | 0 | 0
3 | 3 | 5 | [17 empty] | 0 | 0
3 | 3 | 6 | [17 empty] | 0 | 0
3 | 3 | 7 | [17 empty] | 0 | 0
3 | 3 | 8 | [17 empty] | 0 | 0
3 | 3 | 9 | [17 empty] | 0 | 0
3 | 3 | 10 | [17 empty] | 0 | 0
3 | 3 | 11 | [17 empty] | 0 | 0
3 | 3 | 12 | [17 empty] | 0 | 0
3 | 3 | 13 | [17 empty] | 0 | 0
3 | 3 | 14 | [17 empty] | 0 | 0
3 | 3 | 15 | [17 empty] | 0 | 0
3 | 3 | 16 | [17 empty] | 0 | 0
3 | 3 | 17 | [17 empty] | 0 | 0
3 | 3 | 18 | [17 empty] | 0 | 0
3 | 3 | 19 | [17 empty] | 0 | 0
3 | 3 | 20 | [17 empty] | 0 | 0
3 | 3 | 21 | [17 empty] | 0 | 0
3 | 3 | 22 | [17 empty] | 0 | 0
3 | 3 | 23 | [17 empty] | 0 | 0
3 | 3 | 24 | [17 empty] | 0 | 0
3 | 4 | 1 | [17 empty] | 0 | 0
3 | 4 | 2 | [17 empty] | 0 | 0
3 | 4 | 3 | [17 empty] | 0 | 0
3 | 4 | 4 | [17 empty] | 0 | 0
3 | 4 | 5 | [17 empty] | 0 | 0
3 | 4 | 6 | [17 empty] | 0 | 0
3 | 4 | 7 | [17 empty] | 0 | 0
3 | 4 | 8 | [17 empty] | 0 | 0
3 | 4 | 9 | [17 empty] | 0 | 0
3 | 4 | 10 | [17 empty] | 0 | 0
3 | 4 | 11 | [17 empty] | 0 | 0
3 | 4 | 12 | [17 empty] | 0 | 0
3 | 4 | 13 | [17 empty] | 0 | 0
3 | 4 | 14 | [17 empty] | 0 | 0
3 | 4 | 15 | [17 empty] | 0 | 0
3 | 4 | 16 | [17 empty] | 0 | 0
3 | 4 | 17 | [17 empty] | 0 | 0
3 | 4 | 18 | [17 empty] | 0 | 0
3 | 4 | 19 | [17 empty] | 0 | 0
3 | 4 | 20 | [17 empty] | 0 | 0
3 | 4 | 21 | [17 empty] | 0 | 0
3 | 4 | 22 | [17 empty] | 0 | 0
3 | 4 | 23 | [17 empty] | 0 | 0
3 | 4 | 24 | [17 empty] | 0 | 0
3 | 5 | 1 | [17 empty] | 0 | 0
3 | 5 | 2 | [17 empty] | 0 | 0
3 | 5 | 3 | [17 empty] | 0 | 0
3 | 5 | 4 | [17 empty] | 0 | 0
3 | 5 | 5 | [17 empty] | 0 | 0
3 | 5 | 6 | [17 empty] | 0 | 0
3 | 5 | 7 | [17 empty] | 0 | 0
3 | 5 | 8 | [17 empty] | 0 | 0
3 | 5 | 9 | [17 empty] | 0 | 0
3 | 5 | 10 | [17 empty] | 0 | 0
3 | 5 | 11 | [17 empty] | 0 | 0
3 | 5 | 12 | [17 empty] | 0 | 0
3 | 5 | 13 | [17 empty] | 0 | 0
3 | 5 | 14 | [17 empty] | 0 | 0
3 | 5 | 15 | [17 empty] | 0 | 0
3 | 5 | 16 | [17 empty] | 0 | 0
3 | 5 | 17 | [17 empty] | 0 | 0
3 | 5 | 18 | [17 empty] | 0 | 0
3 | 5 | 19 | [17 empty] | 0 | 0
3 | 5 | 20 | [17 empty] | 0 | 0
3 | 5 | 21 | [17 empty] | 0 | 0
3 | 5 | 22 | [17 empty] | 0 | 0
3 | 5 | 23 | [17 empty] | 0 | 0
3 | 5 | 24 | [17 empty] | 0 | 0
3 | 6 | 1 | [17 empty] | 0 | 0
3 | 6 | 2 | [17 empty] | 0 | 0
3 | 6 | 3 | [17 empty] | 0 | 0
3 | 6 | 4 | [17 empty] | 0 | 0
3 | 6 | 5 | [17 empty] | 0 | 0
3 | 6 | 6 | [17 empty] | 0 | 0
3 | 6 | 7 | [17 empty] | 0 | 0
3 | 6 | 8 | [17 empty] | 0 | 0
3 | 6 | 9 | [17 empty] | 0 | 0
3 | 6 | 10 | [17 empty] | 0 | 0
3 | 6 | 11 | [17 empty] | 0 | 0
3 | 6 | 12 | [17 empty] | 0 | 0
3 | 6 | 13 | [17 empty] | 0 | 0
3 | 6 | 14 | [17 empty] | 0 | 0
3 | 6 | 15 | [17 empty] | 0 | 0
3 | 6 | 16 | [17 empty] | 0 | 0
3 | 6 | 17 | [17 empty] | 0 | 0
3 | 6 | 18 | [17 empty] | 0 | 0
3 | 6 | 19 | [17 empty] | 0 | 0
3 | 6 | 20 | [17 empty] | 0 | 0
3 | 6 | 21 | [17 empty] | 0 | 0
3 | 6 | 22 | [17 empty] | 0 | 0
3 | 6 | 23 | [17 empty] | 0 | 0
3 | 6 | 24 | [17 empty] | 0 | 0
3 | 7 | 1 | [17 empty] | 0 | 0
3 | 7 | 2 | [17 empty] | 0 | 0
3 | 7 | 3 | [17 empty] | 0 | 0
3 | 7 | 4 | [17 empty] | 0 | 0
3 | 7 | 5 | [17 empty] | 0 | 0
3 | 7 | 6 | [17 empty] | 0 | 0
3 | 7 | 7 | [17 empty] | 0 | 0
3 | 7 | 8 | [17 empty] | 0 | 0
3 | 7 | 9 | [17 empty] | 0 | 0
3 | 7 | 10 | [17 empty] | 0 | 0
3 | 7 | 11 | [17 empty] | 0 | 0
3 | 7 | 12 | [17 empty] | 0 | 0
3 | 7 | 13 | [17 empty] | 0 | 0
3 | 7 | 14 | [17 empty] | 0 | 0
3 | 7 | 15 | [17 empty] | 0 | 0
3 | 7 | 16 | [17 empty] | 0 | 0
3 | 7 | 17 | [17 empty] | 0 | 0
3 | 7 | 18 | [17 empty] | 0 | 0
3 | 7 | 19 | [17 empty] | 0 | 0
3 | 7 | 20 | [17 empty] | 0 | 0
3 | 7 | 21 | [17 empty] | 0 | 0
3 | 7 | 22 | [17 empty] | 0 | 0
3 | 7 | 23 | [17 empty] | 0 | 0
3 | 7 | 24 | [17 empty] | 0 | 0
3 | 8 | 1 | [17 empty] | 0 | 0
3 | 8 | 2 | [17 empty] | 0 | 0
3 | 8 | 3 | [17 empty] | 0 | 0
3 | 8 | 4 | [17 empty] | 0 | 0
3 | 8 | 5 | [17 empty] | 0 | 0
3 | 8 | 6 | [17 empty] | 0 | 0
3 | 8 | 7 | [17 empty] | 0 | 0
3 | 8 | 8 | [17 empty] | 0 | 0
3 | 8 | 9 | [17 empty] | 0 | 0
3 | 8 | 10 | [17 empty] | 0 | 0
3 | 8 | 11 | [17 empty] | 0 | 0
3 | 8 | 12 | [17 empty] | 0 | 0
3 | 8 | 13 | [17 empty] | 0 | 0
3 | 8 | 14 | [17 empty] | 0 | 0
3 | 8 | 15 | [17 empty] | 0 | 0
3 | 8 | 16 | [17 empty] | 0 | 0
3 | 8 | 17 | [17 empty] | 0 | 0
3 | 8 | 18 | [17 empty] | 0 | 0
3 | 8 | 19 | [17 empty] | 0 | 0
3 | 8 | 20 | [17 empty] | 0 | 0
3 | 8 | 21 | [17 empty] | 0 | 0
3 | 8 | 22 | [17 empty] | 0 | 0
3 | 8 | 23 | [17 empty] | 0 | 0
3 | 8 | 24 | [17 empty] | 0 | 0
3 | 9 | 1 | [17 empty] | 0 | 0
3 | 9 | 2 | [17 empty] | 0 | 0
3 | 9 | 3 | [17 empty] | 0 | 0
3 | 9 | 4 | [17 empty] | 0 | 0
3 | 9 | 5 | [17 empty] | 0 | 0
3 | 9 | 6 | [17 empty] | 0 | 0
3 | 9 | 7 | [17 empty] | 0 | 0
3 | 9 | 8 | [17 empty] | 0 | 0
3 | 9 | 9 | [17 empty] | 0 | 0
3 | 9 | 10 | [17 empty] | 0 | 0
3 | 9 | 11 | [17 empty] | 0 | 0
3 | 9 | 12 | [17 empty] | 0 | 0
3 | 9 | 13 | [17 empty] | 0 | 0
3 | 9 | 14 | [17 empty] | 0 | 0
3 | 9 | 15 | [17 empty] | 0 | 0
3 | 9 | 16 | [17 empty] | 0 | 0
3 | 9 | 17 | [17 empty] | 0 | 0
3 | 9 | 18 | [17 empty] | 0 | 0
3 | 9 | 19 | [17 empty] | 0 | 0
3 | 9 | 20 | [17 empty] | 0 | 0
3 | 9 | 21 | [17 empty] | 0 | 0
3 | 9 | 22 | [17 empty] | 0 | 0
3 | 9 | 23 | [17 empty] | 0 | 0
3 | 9 | 24 | [17 empty] | 0 | 0
3 | 10 | 1 | [17 empty] | 0 | 0
3 | 10 | 2 | [17 empty] | 0 | 0
3 | 10 | 3 | [17 empty] | 0 | 0
3 | 10 | 4 | [17 empty] | 0 | 0
3 | 10 | 5 | [17 empty] | 0 | 0
3 | 10 | 6 | [17 empty] | 0 | 0
3 | 10 | 7 | [17 empty] | 0 | 0
3 | 10 | 8 | [17 empty] | 0 | 0
3 | 10 | 9 | [17 empty] | 0 | 0
3 | 10 | 10 | [17 empty] | 0 | 0
3 | 10 | 11 | [17 empty] | 0 | 0
3 | 10 | 12 | [17 empty] | 0 | 0
3 | 10 | 13 | [17 empty] | 0 | 0
3 | 10 | 14 | [17 empty] | 0 | 0
3 | 10 | 15 | [17 empty] | 0 | 0
3 | 10 | 16 | [17 empty] | 0 | 0
3 | 10 | 17 | [17 empty] | 0 | 0
3 | 10 | 18 | [17 empty] | 0 | 0
3 | 10 | 19 | [17 empty] | 0 | 0
3 | 10 | 20 | [17 empty] | 0 | 0
3 | 10 | 21 | [17 empty] | 0 | 0
3 | 10 | 22 | [17 empty] | 0 | 0
3 | 10 | 23 | [17 empty] | 0 | 0
3 | 10 | 24 | [17 empty] | 0 | 0
3 | 11 | 1 | [17 empty] | 0 | 0
3 | 11 | 2 | [17 empty] | 0 | 0
3 | 11 | 3 | [17 empty] | 0 | 0
3 | 11 | 4 | [17 empty] | 0 | 0
3 | 11 | 5 | [17 empty] | 0 | 0
3 | 11 | 6 | [17 empty] | 0 | 0
3 | 11 | 7 | [17 empty] | 0 | 0
3 | 11 | 8 | [17 empty] | 0 | 0
3 | 11 | 9 | [17 empty] | 0 | 0
3 | 11 | 10 | [17 empty] | 0 | 0
3 | 11 | 11 | [17 empty] | 0 | 0
3 | 11 | 12 | [17 empty] | 0 | 0
3 | 11 | 13 | [17 empty] | 0 | 0
3 | 11 | 14 | [17 empty] | 0 | 0
3 | 11 | 15 | [17 empty] | 0 | 0
3 | 11 | 16 | [17 empty] | 0 | 0
3 | 11 | 17 | [17 empty] | 0 | 0
3 | 11 | 18 | [17 empty] | 0 | 0
3 | 11 | 19 | [17 empty] | 0 | 0
3 | 11 | 20 | [17 empty] | 0 | 0
3 | 11 | 21 | [17 empty] | 0 | 0
3 | 11 | 22 | [17 empty] | 0 | 0
3 | 11 | 23 | [17 empty] | 0 | 0
3 | 11 | 24 | [17 empty] | 0 | 0
3 | 12 | 1 | [17 empty] | 0 | 0
3 | 12 | 2 | [17 empty] | 0 | 0
3 | 12 | 3 | [17 empty] | 0 | 0
3 | 12 | 4 | [17 empty] | 0 | 0
3 | 12 | 5 | [17 empty] | 0 | 0
3 | 12 | 6 | [17 empty] | 0 | 0
3 | 12 | 7 | [17 empty] | 0 | 0
3 | 12 | 8 | [17 empty] | 0 | 0
3 | 12 | 9 | [17 empty] | 0 | 0
3 | 12 | 10 | [17 empty] | 0 | 0
3 | 12 | 11 | [17 empty] | 0 | 0
3 | 12 | 12 | [17 empty] | 0 | 0
3 | 12 | 13 | [17 empty] | 0 | 0
3 | 12 | 14 | [17 empty] | 0 | 0
3 | 12 | 15 | [17 empty] | 0 | 0
3 | 12 | 16 | [17 empty] | 0 | 0
3 | 12 | 17 | [17 empty] | 0 | 0
3 | 12 | 18 | [17 empty] | 0 | 0
3 | 12 | 19 | [17 empty] | 0 | 0
3 | 12 | 20 | [17 empty] | 0 | 0
3 | 12 | 21 | [17 empty] | 0 | 0
3 | 12 | 22 | [17 empty] | 0 | 0
3 | 12 | 23 | [17 empty] | 0 | 0
3 | 12 | 24 | [17 empty] | 0 | 0
3 | 13 | 1 | [17 empty] | 0 | 0
3 | 13 | 2 | [17 empty] | 0 | 0
3 | 13 | 3 | [17 empty] | 0 | 0
3 | 13 | 4 | [17 empty] | 0 | 0
3 | 13 | 5 | [17 empty] | 0 | 0
3 | 13 | 6 | [17 empty] | 0 | 0
3 | 13 | 7 | [17 empty] | 0 | 0
3 | 13 | 8 | [17 empty] | 0 | 0
3 | 13 | 9 | [17 empty] | 0 | 0
3 | 13 | 10 | [17 empty] | 0 | 0
3 | 13 | 11 | [17 empty] | 0 | 0
3 | 13 | 12 | [17 empty] | 0 | 0
3 | 13 | 13 | [17 empty] | 0 | 0
3 | 13 | 14 | [17 empty] | 0 | 0
3 | 13 | 15 | [17 empty] | 0 | 0
3 | 13 | 16 | [17 empty] | 0 | 0
3 | 13 | 17 | [17 empty] | 0 | 0
3 | 13 | 18 | [17 empty] | 0 | 0
3 | 13 | 19 | [17 empty] | 0 | 0
3 | 13 | 20 | [17 empty] | 0 | 0
3 | 13 | 21 | [17 empty] | 0 | 0
3 | 13 | 22 | [17 empty] | 0 | 0
3 | 13 | 23 | [17 empty] | 0 | 0
3 | 13 | 24 | [17 empty] | 0 | 0
3 | 14 | 1 | [17 empty] | 0 | 0
3 | 14 | 2 | [17 empty] | 0 | 0
3 | 14 | 3 | [17 empty] | 0 | 0
3 | 14 | 4 | [17 empty] | 0 | 0
3 | 14 | 5 | [17 empty] | 0 | 0
3 | 14 | 6 | [17 empty] | 0 | 0
3 | 14 | 7 | [17 empty] | 0 | 0
3 | 14 | 8 | [17 empty] | 0 | 0
3 | 14 | 9 | [17 empty] | 0 | 0
3 | 14 | 10 | [17 empty] | 0 | 0
3 | 14 | 11 | [17 empty] | 0 | 0
3 | 14 | 12 | [17 empty] | 0 | 0
3 | 14 | 13 | [17 empty] | 0 | 0
3 | 14 | 14 | [17 empty] | 0 | 0
3 | 14 | 15 | [17 empty] | 0 | 0
3 | 14 | 16 | [17 empty] | 0 | 0
3 | 14 | 17 | [17 empty] | 0 | 0
3 | 14 | 18 | [17 empty] | 0 | 0
3 | 14 | 19 | [17 empty] | 0 | 0
3 | 14 | 20 | [17 empty] | 0 | 0
3 | 14 | 21 | [17 empty] | 0 | 0
3 | 14 | 22 | [17 empty] | 0 | 0
3 | 14 | 23 | [17 empty] | 0 | 0
3 | 14 | 24 | [17 empty] | 0 | 0
3 | 15 | 1 | [17 empty] | 0 | 0
3 | 15 | 2 | [17 empty] | 0 | 0
3 | 15 | 3 | [17 empty] | 0 | 0
3 | 15 | 4 | [17 empty] | 0 | 0
3 | 15 | 5 | [17 empty] | 0 | 0
3 | 15 | 6 | [17 empty] | 0 | 0
3 | 15 | 7 | [17 empty] | 0 | 0
3 | 15 | 8 | [17 empty] | 0 | 0
3 | 15 | 9 | [17 empty] | 0 | 0
3 | 15 | 10 | [17 empty] | 0 | 0
3 | 15 | 11 | [17 empty] | 0 | 0
3 | 15 | 12 | [17 empty] | 0 | 0
3 | 15 | 13 | [17 empty] | 0 | 0
3 | 15 | 14 | [17 empty] | 0 | 0
3 | 15 | 15 | [17 empty] | 0 | 0
3 | 15 | 16 | [17 empty] | 0 | 0
3 | 15 | 17 | [17 empty] | 0 | 0
3 | 15 | 18 | [17 empty] | 0 | 0
3 | 15 | 19 | [17 empty] | 0 | 0
3 | 15 | 20 | [17 empty] | 0 | 0
3 | 15 | 21 | [17 empty] | 0 | 0
3 | 15 | 22 | [17 empty] | 0 | 0
3 | 15 | 23 | [17 empty] | 0 | 0
3 | 15 | 24 | [17 empty] | 0 | 0
3 | 16 | 1 | [17 empty] | 0 | 0
3 | 16 | 2 | [17 empty] | 0 | 0
3 | 16 | 3 | [17 empty] | 0 | 0
3 | 16 | 4 | [17 empty] | 0 | 0
3 | 16 | 5 | [17 empty] | 0 | 0
3 | 16 | 6 | [17 empty] | 0 | 0
3 | 16 | 7 | [17 empty] | 0 | 0
3 | 16 | 8 | [17 empty] | 0 | 0
3 | 16 | 9 | [17 empty] | 0 | 0
3 | 16 | 10 | [17 empty] | 0 | 0
3 | 16 | 11 | [17 empty] | 0 | 0
3 | 16 | 12 | [17 empty] | 0 | 0
3 | 16 | 13 | [17 empty] | 0 | 0
3 | 16 | 14 | [17 empty] | 0 | 0
3 | 16 | 15 | [17 empty] | 0 | 0
3 | 16 | 16 | [17 empty] | 0 | 0
3 | 16 | 17 | [17 empty] | 0 | 0
3 | 16 | 18 | [17 empty] | 0 | 0
3 | 16 | 19 | [17 empty] | 0 | 0
3 | 16 | 20 | [17 empty] | 0 | 0
3 | 16 | 21 | [17 empty] | 0 | 0
3 | 16 | 22 | [17 empty] | 0 | 0
3 | 16 | 23 | [17 empty] | 0 | 0
3 | 16 | 24 | [17 empty] | 0 | 0
3 | 17 | 1 | [17 empty] | 0 | 0
3 | 17 | 2 | [17 empty] | 0 | 0
3 | 17 | 3 | [17 empty] | 0 | 0
3 | 17 | 4 | [17 empty] | 0 | 0
3 | 17 | 5 | [17 empty] | 0 | 0
3 | 17 | 6 | [17 empty] | 0 | 0
3 | 17 | 7 | [17 empty] | 0 | 0
3 | 17 | 8 | [17 empty] | 0 | 0
3 | 17 | 9 | [17 empty] | 0 | 0
3 | 17 | 10 | [17 empty] | 0 | 0
3 | 17 | 11 | [17 empty] | 0 | 0
3 | 17 | 12 | [17 empty] | 0 | 0
3 | 17 | 13 | [17 empty] | 0 | 0
3 | 17 | 14 | [17 empty] | 0 | 0
3 | 17 | 15 | [17 empty] | 0 | 0
3 | 17 | 16 | [17 empty] | 0 | 0
3 | 17 | 17 | [17 empty] | 0 | 0
3 | 17 | 18 | [17 empty] | 0 | 0
3 | 17 | 19 | [17 empty] | 0 | 0
3 | 17 | 20 | [17 empty] | 0 | 0
3 | 17 | 21 | [17 empty] | 0 | 0
3 | 17 | 22 | [17 empty] | 0 | 0
3 | 17 | 23 | [17 empty] | 0 | 0
3 | 17 | 24 | [17 empty] | 0 | 0
3 | 18 | 1 | [17 empty] | 0 | 0
3 | 18 | 2 | [17 empty] | 0 | 0
3 | 18 | 3 | [17 empty] | 0 | 0
3 | 18 | 4 | [17 empty] | 0 | 0
3 | 18 | 5 | [17 empty] | 0 | 0
3 | 18 | 6 | [17 empty] | 0 | 0
3 | 18 | 7 | [17 empty] | 0 | 0
3 | 18 | 8 | [17 empty] | 0 | 0
3 | 18 | 9 | [17 empty] | 0 | 0
3 | 18 | 10 | [17 empty] | 0 | 0
3 | 18 | 11 | [17 empty] | 0 | 0
3 | 18 | 12 | [17 empty] | 0 | 0
3 | 18 | 13 | [17 empty] | 0 | 0
3 | 18 | 14 | [17 empty] | 0 | 0
3 | 18 | 15 | [17 empty] | 0 | 0
3 | 18 | 16 | [17 empty] | 0 | 0
3 | 18 | 17 | [17 empty] | 0 | 0
3 | 18 | 18 | [17 empty] | 0 | 0
3 | 18 | 19 | [17 empty] | 0 | 0
3 | 18 | 20 | [17 empty] | 0 | 0
3 | 18 | 21 | [17 empty] | 0 | 0
3 | 18 | 22 | [17 empty] | 0 | 0
3 | 18 | 23 | [17 empty] | 0 | 0
3 | 18 | 24 | [17 empty] | 0 | 0
3 | 19 | 1 | [17 empty] | 0 | 0
3 | 19 | 2 | [17 empty] | 0 | 0
3 | 19 | 3 | [17 empty] | 0 | 0
3 | 19 | 4 | [17 empty] | 0 | 0
3 | 19 | 5 | [17 empty] | 0 | 0
3 | 19 | 6 | [17 empty] | 0 | 0
3 | 19 | 7 | [17 empty] | 0 | 0
3 | 19 | 8 | [17 empty] | 0 | 0
3 | 19 | 9 | [17 empty] | 0 | 0
3 | 19 | 10 | [17 empty] | 0 | 0
3 | 19 | 11 | [17 empty] | 0 | 0
3 | 19 | 12 | [17 empty] | 0 | 0
3 | 19 | 13 | [17 empty] | 0 | 0
3 | 19 | 14 | [17 empty] | 0 | 0
3 | 19 | 15 | [17 empty] | 0 | 0
3 | 19 | 16 | [17 empty] | 0 | 0
3 | 19 | 17 | [17 empty] | 0 | 0
3 | 19 | 18 | [17 empty] | 0 | 0
3 | 19 | 19 | [17 empty] | 0 | 0
3 | 19 | 20 | [17 empty] | 0 | 0
3 | 19 | 21 | [17 empty] | 0 | 0
3 | 19 | 22 | [17 empty] | 0 | 0
3 | 19 | 23 | [17 empty] | 0 | 0
3 | 19 | 24 | [17 empty] | 0 | 0
3 | 20 | 1 | [17 empty] | 0 | 0
3 | 20 | 2 | [17 empty] | 0 | 0
3 | 20 | 3 | [17 empty] | 0 | 0
3 | 20 | 4 | [17 empty] | 0 | 0
3 | 20 | 5 | [17 empty] | 0 | 0
3 | 20 | 6 | [17 empty] | 0 | 0
3 | 20 | 7 | [17 empty] | 0 | 0
3 | 20 | 8 | [17 empty] | 0 | 0
3 | 20 | 9 | [17 empty] | 0 | 0
3 | 20 | 10 | [17 empty] | 0 | 0
3 | 20 | 11 | [17 empty] | 0 | 0
3 | 20 | 12 | [17 empty] | 0 | 0
3 | 20 | 13 | [17 empty] | 0 | 0
3 | 20 | 14 | [17 empty] | 0 | 0
3 | 20 | 15 | [17 empty] | 0 | 0
3 | 20 | 16 | [17 empty] | 0 | 0
3 | 20 | 17 | [17 empty] | 0 | 0
3 | 20 | 18 | [17 empty] | 0 | 0
3 | 20 | 19 | [17 empty] | 0 | 0
3 | 20 | 20 | [17 empty] | 0 | 0
3 | 20 | 21 | [17 empty] | 0 | 0
3 | 20 | 22 | [17 empty] | 0 | 0
3 | 20 | 23 | [17 empty] | 0 | 0
3 | 20 | 24 | [17 empty] | 0 | 0
3 | 21 | 1 | [17 empty] | 0 | 0
3 | 21 | 2 | [17 empty] | 0 | 0
3 | 21 | 3 | [17 empty] | 0 | 0
3 | 21 | 4 | [17 empty] | 0 | 0
3 | 21 | 5 | [17 empty] | 0 | 0
3 | 21 | 6 | [17 empty] | 0 | 0
3 | 21 | 7 | [17 empty] | 0 | 0
3 | 21 | 8 | [17 empty] | 0 | 0
3 | 21 | 9 | [17 empty] | 0 | 0
3 | 21 | 10 | [17 empty] | 0 | 0
3 | 21 | 11 | [17 empty] | 0 | 0
3 | 21 | 12 | [17 empty] | 0 | 0
3 | 21 | 13 | [17 empty] | 0 | 0
3 | 21 | 14 | [17 empty] | 0 | 0
3 | 21 | 15 | [17 empty] | 0 | 0
3 | 21 | 16 | [17 empty] | 0 | 0
3 | 21 | 17 | [17 empty] | 0 | 0
3 | 21 | 18 | [17 empty] | 0 | 0
3 | 21 | 19 | [17 empty] | 0 | 0
3 | 21 | 20 | [17 empty] | 0 | 0
3 | 21 | 21 | [17 empty] | 0 | 0
3 | 21 | 22 | [17 empty] | 0 | 0
3 | 21 | 23 | [17 empty] | 0 | 0
3 | 21 | 24 | [17 empty] | 0 | 0
3 | 22 | 1 | [17 empty] | 0 | 0
3 | 22 | 2 | [17 empty] | 0 | 0
3 | 22 | 3 | [17 empty] | 0 | 0
3 | 22 | 4 | [17 empty] | 0 | 0
3 | 22 | 5 | [17 empty] | 0 | 0
3 | 22 | 6 | [17 empty] | 0 | 0
3 | 22 | 7 | [17 empty] | 0 | 0
3 | 22 | 8 | [17 empty] | 0 | 0
3 | 22 | 9 | [17 empty] | 0 | 0
3 | 22 | 10 | [17 empty] | 0 | 0
3 | 22 | 11 | [17 empty] | 0 | 0
3 | 22 | 12 | [17 empty] | 0 | 0
3 | 22 | 13 | [17 empty] | 0 | 0
3 | 22 | 14 | [17 empty] | 0 | 0
3 | 22 | 15 | [17 empty] | 0 | 0
3 | 22 | 16 | [17 empty] | 0 | 0
3 | 22 | 17 | [17 empty] | 0 | 0
3 | 22 | 18 | [17 empty] | 0 | 0
3 | 22 | 19 | [17 empty] | 0 | 0
3 | 22 | 20 | [17 empty] | 0 | 0
3 | 22 | 21 | [17 empty] | 0 | 0
3 | 22 | 22 | [17 empty] | 0 | 0
3 | 22 | 23 | [17 empty] | 0 | 0
3 | 22 | 24 | [17 empty] | 0 | 0
3 | 23 | 1 | [17 empty] | 0 | 0
3 | 23 | 2 | [17 empty] | 0 | 0
3 | 23 | 3 | [17 empty] | 0 | 0
3 | 23 | 4 | [17 empty] | 0 | 0
3 | 23 | 5 | [17 empty] | 0 | 0
3 | 23 | 6 | [17 empty] | 0 | 0
3 | 23 | 7 | [17 empty] | 0 | 0
3 | 23 | 8 | [17 empty] | 0 | 0
3 | 23 | 9 | [17 empty] | 0 | 0
3 | 23 | 10 | [17 empty] | 0 | 0
3 | 23 | 11 | [17 empty] | 0 | 0
3 | 23 | 12 | [17 empty] | 0 | 0
3 | 23 | 13 | [17 empty] | 0 | 0
3 | 23 | 14 | [17 empty] | 0 | 0
3 | 23 | 15 | [17 empty] | 0 | 0
3 | 23 | 16 | [17 empty] | 0 | 0
3 | 23 | 17 | [17 empty] | 0 | 0
3 | 23 | 18 | [17 empty] | 0 | 0
3 | 23 | 19 | [17 empty] | 0 | 0
3 | 23 | 20 | [17 empty] | 0 | 0
3 | 23 | 21 | [17 empty] | 0 | 0
3 | 23 | 22 | [17 empty] | 0 | 0
3 | 23 | 23 | [17 empty] | 0 | 0
3 | 23 | 24 | [17 empty] | 0 | 0
3 | 24 | 1 | [17 empty] | 0 | 0
3 | 24 | 2 | [17 empty] | 0 | 0
3 | 24 | 3 | [17 empty] | 0 | 0
3 | 24 | 4 | [17 empty] | 0 | 0
3 | 24 | 5 | [17 empty] | 0 | 0
3 | 24 | 6 | [17 empty] | 0 | 0
3 | 24 | 7 | [17 empty] | 0 | 0
3 | 24 | 8 | [17 empty] | 0 | 0
3 | 24 | 9 | [17 empty] | 0 | 0
3 | 24 | 10 | [17 empty] | 0 | 0
3 | 24 | 11 | [17 empty] | 0 | 0
3 | 24 | 12 | [17 empty] | 0 | 0
3 | 24 | 13 | [17 empty] | 0 | 0
3 | 24 | 14 | [17 empty] | 0 | 0
3 | 24 | 15 | [17 empty] | 0 | 0
3 | 24 | 16 | [17 empty] | 0 | 0
3 | 24 | 17 | [17 empty] | 0 | 0
3 | 24 | 18 | [17 empty] | 0 | 0
3 | 24 | 19 | [17 empty] | 0 | 0
3 | 24 | 20 | [17 empty] | 0 | 0
3 | 24 | 21 | [17 empty] | 0 | 0
3 | 24 | 22 | [17 empty] | 0 | 0
3 | 24 | 23 | [17 empty] | 0 | 0
3 | 24 | 24 | [17 empty] | 0 | 0
3 | 25 | 1 | [17 empty] | 0 | 0
3 | 25 | 2 | [17 empty] | 0 | 0
3 | 25 | 3 | [17 empty] | 0 | 0
3 | 25 | 4 | [17 empty] | 0 | 0
3 | 25 | 5 | [17 empty] | 0 | 0
3 | 25 | 6 | [17 empty] | 0 | 0
3 | 25 | 7 | [17 empty] | 0 | 0
3 | 25 | 8 | [17 empty] | 0 | 0
3 | 25 | 9 | [17 empty] | 0 | 0
3 | 25 | 10 | [17 empty] | 0 | 0
3 | 25 | 11 | [17 empty] | 0 | 0
3 | 25 | 12 | [17 empty] | 0 | 0
3 | 25 | 13 | [17 empty] | 0 | 0
3 | 25 | 14 | [17 empty] | 0 | 0
3 | 25 | 15 | [17 empty] | 0 | 0
3 | 25 | 16 | [17 empty] | 0 | 0
3 | 25 | 17 | [17 empty] | 0 | 0
3 | 25 | 18 | [17 empty] | 0 | 0
3 | 25 | 19 | [17 empty] | 0 | 0
3 | 25 | 20 | [17 empty] | 0 | 0
3 | 25 | 21 | [17 empty] | 0 | 0
3 | 25 | 22 | [17 empty] | 0 | 0
3 | 25 | 23 | [17 empty] | 0 | 0
3 | 25 | 24 | [17 empty] | 0 | 0
3 | 26 | 1 | [17 empty] | 0 | 0
3 | 26 | 2 | [17 empty] | 0 | 0
3 | 26 | 3 | [17 empty] | 0 | 0
3 | 26 | 4 | [17 empty] | 0 | 0
3 | 26 | 5 | [17 empty] | 0 | 0
3 | 26 | 6 | [17 empty] | 0 | 0
3 | 26 | 7 | [17 empty] | 0 | 0
3 | 26 | 8 | [17 empty] | 0 | 0
3 | 26 | 9 | [17 empty] | 0 | 0
3 | 26 | 10 | [17 empty] | 0 | 0
3 | 26 | 11 | [17 empty] | 0 | 0
3 | 26 | 12 | [17 empty] | 0 | 0
3 | 26 | 13 | [17 empty] | 0 | 0
3 | 26 | 14 | [17 empty] | 0 | 0
3 | 26 | 15 | [17 empty] | 0 | 0
3 | 26 | 16 | [17 empty] | 0 | 0
3 | 26 | 17 | [17 empty] | 0 | 0
3 | 26 | 18 | [17 empty] | 0 | 0
3 | 26 | 19 | [17 empty] | 0 | 0
3 | 26 | 20 | [17 empty] | 0 | 0
3 | 26 | 21 | [17 empty] | 0 | 0
3 | 26 | 22 | [17 empty] | 0 | 0
3 | 26 | 23 | [17 empty] | 0 | 0
3 | 26 | 24 | [17 empty] | 0 | 0
3 | 27 | 1 | [17 empty] | 0 | 0
3 | 27 | 2 | [17 empty] | 0 | 0
3 | 27 | 3 | [17 empty] | 0 | 0
3 | 27 | 4 | [17 empty] | 0 | 0
3 | 27 | 5 | [17 empty] | 0 | 0
3 | 27 | 6 | [17 empty] | 0 | 0
3 | 27 | 7 | [17 empty] | 0 | 0
3 | 27 | 8 | [17 empty] | 0 | 0
3 | 27 | 9 | [17 empty] | 0 | 0
3 | 27 | 10 | [17 empty] | 0 | 0
3 | 27 | 11 | [17 empty] | 0 | 0
3 | 27 | 12 | [17 empty] | 0 | 0
3 | 27 | 13 | [17 empty] | 0 | 0
3 | 27 | 14 | [17 empty] | 0 | 0
3 | 27 | 15 | [17 empty] | 0 | 0
3 | 27 | 16 | [17 empty] | 0 | 0
3 | 27 | 17 | [17 empty] | 0 | 0
3 | 27 | 18 | [17 empty] | 0 | 0
3 | 27 | 19 | [17 empty] | 0 | 0
3 | 27 | 20 | [17 empty] | 0 | 0
3 | 27 | 21 | [17 empty] | 0 | 0
3 | 27 | 22 | [17 empty] | 0 | 0
3 | 27 | 23 | [17 empty] | 0 | 0
3 | 27 | 24 | [17 empty] | 0 | 0
3 | 28 | 1 | [17 empty] | 0 | 0
3 | 28 | 2 | [17 empty] | 0 | 0
3 | 28 | 3 | [17 empty] | 0 | 0
3 | 28 | 4 | [17 empty] | 0 | 0
3 | 28 | 5 | [17 empty] | 0 | 0
3 | 28 | 6 | [17 empty] | 0 | 0
3 | 28 | 7 | [17 empty] | 0 | 0
3 | 28 | 8 | [17 empty] | 0 | 0
3 | 28 | 9 | [17 empty] | 0 | 0
3 | 28 | 10 | [17 empty] | 0 | 0
3 | 28 | 11 | [17 empty] | 0 | 0
3 | 28 | 12 | [17 empty] | 0 | 0
3 | 28 | 13 | [17 empty] | 0 | 0
3 | 28 | 14 | [17 empty] | 0 | 0
3 | 28 | 15 | [17 empty] | 0 | 0
3 | 28 | 16 | [17 empty] | 0 | 0
3 | 28 | 17 | [17 empty] | 0 | 0
3 | 28 | 18 | [17 empty] | 0 | 0
3 | 28 | 19 | [17 empty] | 0 | 0
3 | 28 | 20 | [17 empty] | 0 | 0
3 | 28 | 21 | [17 empty] | 0 | 0
3 | 28 | 22 | [17 empty] | 0 | 0
3 | 28 | 23 | [17 empty] | 0 | 0
3 | 28 | 24 | [17 empty] | 0 | 0
3 | 29 | 1 | [17 empty] | 0 | 0
3 | 29 | 2 | [17 empty] | 0 | 0
3 | 29 | 3 | [17 empty] | 0 | 0
3 | 29 | 4 | [17 empty] | 0 | 0
3 | 29 | 5 | [17 empty] | 0 | 0
3 | 29 | 6 | [17 empty] | 0 | 0
3 | 29 | 7 | [17 empty] | 0 | 0
3 | 29 | 8 | [17 empty] | 0 | 0
3 | 29 | 9 | [17 empty] | 0 | 0
3 | 29 | 10 | [17 empty] | 0 | 0
3 | 29 | 11 | [17 empty] | 0 | 0
3 | 29 | 12 | [17 empty] | 0 | 0
3 | 29 | 13 | [17 empty] | 0 | 0
3 | 29 | 14 | [17 empty] | 0 | 0
3 | 29 | 15 | [17 empty] | 0 | 0
3 | 29 | 16 | [17 empty] | 0 | 0
3 | 29 | 17 | [17 empty] | 0 | 0
3 | 29 | 18 | [17 empty] | 0 | 0
3 | 29 | 19 | [17 empty] | 0 | 0
3 | 29 | 20 | [17 empty] | 0 | 0
3 | 29 | 21 | [17 empty] | 0 | 0
3 | 29 | 22 | [17 empty] | 0 | 0
3 | 29 | 23 | [17 empty] | 0 | 0
3 | 29 | 24 | [17 empty] | 0 | 0
3 | 30 | 1 | [17 empty] | 0 | 0
3 | 30 | 2 | [17 empty] | 0 | 0
3 | 30 | 3 | [17 empty] | 0 | 0
3 | 30 | 4 | [17 empty] | 0 | 0
3 | 30 | 5 | [17 empty] | 0 | 0
3 | 30 | 6 | [17 empty] | 0 | 0
3 | 30 | 7 | [17 empty] | 0 | 0
3 | 30 | 8 | [17 empty] | 0 | 0
3 | 30 | 9 | [17 empty] | 0 | 0
3 | 30 | 10 | [17 empty] | 0 | 0
3 | 30 | 11 | [17 empty] | 0 | 0
3 | 30 | 12 | [17 empty] | 0 | 0
3 | 30 | 13 | [17 empty] | 0 | 0
3 | 30 | 14 | [17 empty] | 0 | 0
3 | 30 | 15 | [17 empty] | 0 | 0
3 | 30 | 16 | [17 empty] | 0 | 0
3 | 30 | 17 | [17 empty] | 0 | 0
3 | 30 | 18 | [17 empty] | 0 | 0
3 | 30 | 19 | [17 empty] | 0 | 0
3 | 30 | 20 | [17 empty] | 0 | 0
3 | 30 | 21 | [17 empty] | 0 | 0
3 | 30 | 22 | [17 empty] | 0 | 0
3 | 30 | 23 | [17 empty] | 0 | 0
3 | 30 | 24 | [17 empty] | 0 | 0
3 | 31 | 1 | [17 empty] | 0 | 0
3 | 31 | 2 | [17 empty] | 0 | 0
3 | 31 | 3 | [17 empty] | 0 | 0
3 | 31 | 4 | [17 empty] | 0 | 0
3 | 31 | 5 | [17 empty] | 0 | 0
3 | 31 | 6 | [17 empty] | 0 | 0
3 | 31 | 7 | [17 empty] | 0 | 0
3 | 31 | 8 | [17 empty] | 0 | 0
3 | 31 | 9 | [17 empty] | 0 | 0
3 | 31 | 10 | [17 empty] | 0 | 0
3 | 31 | 11 | [17 empty] | 0 | 0
3 | 31 | 12 | [17 empty] | 0 | 0
3 | 31 | 13 | [17 empty] | 0 | 0
3 | 31 | 14 | [17 empty] | 0 | 0
3 | 31 | 15 | [17 empty] | 0 | 0
3 | 31 | 16 | [17 empty] | 0 | 0
3 | 31 | 17 | [17 empty] | 0 | 0
3 | 31 | 18 | [17 empty] | 0 | 0
3 | 31 | 19 | [17 empty] | 0 | 0
3 | 31 | 20 | [17 empty] | 0 | 0
3 | 31 | 21 | [17 empty] | 0 | 0
3 | 31 | 22 | [17 empty] | 0 | 0
3 | 31 | 23 | [17 empty] | 0 | 0
3 | 31 | 24 | [17 empty] | 0 | 0
4 | 1 | 1 | [17 empty] | 0 | 0
4 | 1 | 2 | [17 empty] | 0 | 0
4 | 1 | 3 | [17 empty] | 0 | 0
4 | 1 | 4 | [17 empty] | 0 | 0
4 | 1 | 5 | [17 empty] | 0 | 0
4 | 1 | 6 | [17 empty] | 0 | 0
4 | 1 | 7 | [17 empty] | 0 | 0
4 | 1 | 8 | [17 empty] | 0 | 0
4 | 1 | 9 | [17 empty] | 0 | 0
4 | 1 | 10 | [17 empty] | 0 | 0
4 | 1 | 11 | [17 empty] | 0 | 0
4 | 1 | 12 | [17 empty] | 0 | 0
4 | 1 | 13 | [17 empty] | 0 | 0
4 | 1 | 14 | [17 empty] | 0 | 0
4 | 1 | 15 | [17 empty] | 0 | 0
4 | 1 | 16 | [17 empty] | 0 | 0
4 | 1 | 17 | [17 empty] | 0 | 0
4 | 1 | 18 | [17 empty] | 0 | 0
4 | 1 | 19 | [17 empty] | 0 | 0
4 | 1 | 20 | [17 empty] | 0 | 0
4 | 1 | 21 | [17 empty] | 0 | 0
4 | 1 | 22 | [17 empty] | 0 | 0
4 | 1 | 23 | [17 empty] | 0 | 0
4 | 1 | 24 | [17 empty] | 0 | 0
4 | 2 | 1 | [17 empty] | 0 | 0
4 | 2 | 2 | [17 empty] | 0 | 0
4 | 2 | 3 | [17 empty] | 0 | 0
4 | 2 | 4 | [17 empty] | 0 | 0
4 | 2 | 5 | [17 empty] | 0 | 0
4 | 2 | 6 | [17 empty] | 0 | 0
4 | 2 | 7 | [17 empty] | 0 | 0
4 | 2 | 8 | [17 empty] | 0 | 0
4 | 2 | 9 | [17 empty] | 0 | 0
4 | 2 | 10 | [17 empty] | 0 | 0
4 | 2 | 11 | [17 empty] | 0 | 0
4 | 2 | 12 | [17 empty] | 0 | 0
4 | 2 | 13 | [17 empty] | 0 | 0
4 | 2 | 14 | [17 empty] | 0 | 0
4 | 2 | 15 | [17 empty] | 0 | 0
4 | 2 | 16 | [17 empty] | 0 | 0
4 | 2 | 17 | [17 empty] | 0 | 0
4 | 2 | 18 | [17 empty] | 0 | 0
4 | 2 | 19 | [17 empty] | 0 | 0
4 | 2 | 20 | [17 empty] | 0 | 0
4 | 2 | 21 | [17 empty] | 0 | 0
4 | 2 | 22 | [17 empty] | 0 | 0
4 | 2 | 23 | [17 empty] | 0 | 0
4 | 2 | 24 | [17 empty] | 0 | 0
4 | 3 | 1 | [17 empty] | 0 | 0
4 | 3 | 2 | [17 empty] | 0 | 0
4 | 3 | 3 | [17 empty] | 0 | 0
4 | 3 | 4 | [17 empty] | 0 | 0
4 | 3 | 5 | [17 empty] | 0 | 0
4 | 3 | 6 | [17 empty] | 0 | 0
4 | 3 | 7 | [17 empty] | 0 | 0
4 | 3 | 8 | [17 empty] | 0 | 0
4 | 3 | 9 | [17 empty] | 0 | 0
4 | 3 | 10 | [17 empty] | 0 | 0
4 | 3 | 11 | [17 empty] | 0 | 0
4 | 3 | 12 | [17 empty] | 0 | 0
4 | 3 | 13 | [17 empty] | 0 | 0
4 | 3 | 14 | [17 empty] | 0 | 0
4 | 3 | 15 | [17 empty] | 0 | 0
4 | 3 | 16 | [17 empty] | 0 | 0
4 | 3 | 17 | [17 empty] | 0 | 0
4 | 3 | 18 | [17 empty] | 0 | 0
4 | 3 | 19 | [17 empty] | 0 | 0
4 | 3 | 20 | [17 empty] | 0 | 0
4 | 3 | 21 | [17 empty] | 0 | 0
4 | 3 | 22 | [17 empty] | 0 | 0
4 | 3 | 23 | [17 empty] | 0 | 0
4 | 3 | 24 | [17 empty] | 0 | 0
4 | 4 | 1 | [17 empty] | 0 | 0
4 | 4 | 2 | [17 empty] | 0 | 0
4 | 4 | 3 | [17 empty] | 0 | 0
4 | 4 | 4 | [17 empty] | 0 | 0
4 | 4 | 5 | [17 empty] | 0 | 0
4 | 4 | 6 | [17 empty] | 0 | 0
4 | 4 | 7 | [17 empty] | 0 | 0
4 | 4 | 8 | [17 empty] | 0 | 0
4 | 4 | 9 | [17 empty] | 0 | 0
4 | 4 | 10 | [17 empty] | 0 | 0
4 | 4 | 11 | [17 empty] | 0 | 0
4 | 4 | 12 | [17 empty] | 0 | 0
4 | 4 | 13 | [17 empty] | 0 | 0
4 | 4 | 14 | [17 empty] | 0 | 0
4 | 4 | 15 | [17 empty] | 0 | 0
4 | 4 | 16 | [17 empty] | 0 | 0
4 | 4 | 17 | [17 empty] | 0 | 0
4 | 4 | 18 | [17 empty] | 0 | 0
4 | 4 | 19 | [17 empty] | 0 | 0
4 | 4 | 20 | [17 empty] | 0 | 0
4 | 4 | 21 | [17 empty] | 0 | 0
4 | 4 | 22 | [17 empty] | 0 | 0
4 | 4 | 23 | [17 empty] | 0 | 0
4 | 4 | 24 | [17 empty] | 0 | 0
4 | 5 | 1 | [17 empty] | 0 | 0
4 | 5 | 2 | [17 empty] | 0 | 0
4 | 5 | 3 | [17 empty] | 0 | 0
4 | 5 | 4 | [17 empty] | 0 | 0
4 | 5 | 5 | [17 empty] | 0 | 0
4 | 5 | 6 | [17 empty] | 0 | 0
4 | 5 | 7 | [17 empty] | 0 | 0
4 | 5 | 8 | [17 empty] | 0 | 0
4 | 5 | 9 | [17 empty] | 0 | 0
4 | 5 | 10 | [17 empty] | 0 | 0
4 | 5 | 11 | [17 empty] | 0 | 0
4 | 5 | 12 | [17 empty] | 0 | 0
4 | 5 | 13 | [17 empty] | 0 | 0
4 | 5 | 14 | [17 empty] | 0 | 0
4 | 5 | 15 | [17 empty] | 0 | 0
4 | 5 | 16 | [17 empty] | 0 | 0
4 | 5 | 17 | [17 empty] | 0 | 0
4 | 5 | 18 | [17 empty] | 0 | 0
4 | 5 | 19 | [17 empty] | 0 | 0
4 | 5 | 20 | [17 empty] | 0 | 0
4 | 5 | 21 | [17 empty] | 0 | 0
4 | 5 | 22 | [17 empty] | 0 | 0
4 | 5 | 23 | [17 empty] | 0 | 0
4 | 5 | 24 | [17 empty] | 0 | 0
4 | 6 | 1 | [17 empty] | 0 | 0
4 | 6 | 2 | [17 empty] | 0 | 0
4 | 6 | 3 | [17 empty] | 0 | 0
4 | 6 | 4 | [17 empty] | 0 | 0
4 | 6 | 5 | [17 empty] | 0 | 0
4 | 6 | 6 | [17 empty] | 0 | 0
4 | 6 | 7 | [17 empty] | 0 | 0
4 | 6 | 8 | [17 empty] | 0 | 0
4 | 6 | 9 | [17 empty] | 0 | 0
4 | 6 | 10 | [17 empty] | 0 | 0
4 | 6 | 11 | [17 empty] | 0 | 0
4 | 6 | 12 | [17 empty] | 0 | 0
4 | 6 | 13 | [17 empty] | 0 | 0
4 | 6 | 14 | [17 empty] | 0 | 0
4 | 6 | 15 | [17 empty] | 0 | 0
4 | 6 | 16 | [17 empty] | 0 | 0
4 | 6 | 17 | [17 empty] | 0 | 0
4 | 6 | 18 | [17 empty] | 0 | 0
4 | 6 | 19 | [17 empty] | 0 | 0
4 | 6 | 20 | [17 empty] | 0 | 0
4 | 6 | 21 | [17 empty] | 0 | 0
4 | 6 | 22 | [17 empty] | 0 | 0
4 | 6 | 23 | [17 empty] | 0 | 0
4 | 6 | 24 | [17 empty] | 0 | 0
4 | 7 | 1 | [17 empty] | 0 | 0
4 | 7 | 2 | [17 empty] | 0 | 0
4 | 7 | 3 | [17 empty] | 0 | 0
4 | 7 | 4 | [17 empty] | 0 | 0
4 | 7 | 5 | [17 empty] | 0 | 0
4 | 7 | 6 | [17 empty] | 0 | 0
4 | 7 | 7 | [17 empty] | 0 | 0
4 | 7 | 8 | [17 empty] | 0 | 0
4 | 7 | 9 | [17 empty] | 0 | 0
4 | 7 | 10 | [17 empty] | 0 | 0
4 | 7 | 11 | [17 empty] | 0 | 0
4 | 7 | 12 | [17 empty] | 0 | 0
4 | 7 | 13 | [17 empty] | 0 | 0
4 | 7 | 14 | [17 empty] | 0 | 0
4 | 7 | 15 | [17 empty] | 0 | 0
4 | 7 | 16 | [17 empty] | 0 | 0
4 | 7 | 17 | [17 empty] | 0 | 0
4 | 7 | 18 | [17 empty] | 0 | 0
4 | 7 | 19 | [17 empty] | 0 | 0
4 | 7 | 20 | [17 empty] | 0 | 0
4 | 7 | 21 | [17 empty] | 0 | 0
4 | 7 | 22 | [17 empty] | 0 | 0
4 | 7 | 23 | [17 empty] | 0 | 0
4 | 7 | 24 | [17 empty] | 0 | 0
4 | 8 | 1 | [17 empty] | 0 | 0
4 | 8 | 2 | [17 empty] | 0 | 0
4 | 8 | 3 | [17 empty] | 0 | 0
4 | 8 | 4 | [17 empty] | 0 | 0
4 | 8 | 5 | [17 empty] | 0 | 0
4 | 8 | 6 | [17 empty] | 0 | 0
4 | 8 | 7 | [17 empty] | 0 | 0
4 | 8 | 8 | [17 empty] | 0 | 0
4 | 8 | 9 | [17 empty] | 0 | 0
4 | 8 | 10 | [17 empty] | 0 | 0
4 | 8 | 11 | [17 empty] | 0 | 0
4 | 8 | 12 | [17 empty] | 0 | 0
4 | 8 | 13 | [17 empty] | 0 | 0
4 | 8 | 14 | [17 empty] | 0 | 0
4 | 8 | 15 | [17 empty] | 0 | 0
4 | 8 | 16 | [17 empty] | 0 | 0
4 | 8 | 17 | [17 empty] | 0 | 0
4 | 8 | 18 | [17 empty] | 0 | 0
4 | 8 | 19 | [17 empty] | 0 | 0
4 | 8 | 20 | [17 empty] | 0 | 0
4 | 8 | 21 | [17 empty] | 0 | 0
4 | 8 | 22 | [17 empty] | 0 | 0
4 | 8 | 23 | [17 empty] | 0 | 0
4 | 8 | 24 | [17 empty] | 0 | 0
4 | 9 | 1 | [17 empty] | 0 | 0
4 | 9 | 2 | [17 empty] | 0 | 0
4 | 9 | 3 | [17 empty] | 0 | 0
4 | 9 | 4 | [17 empty] | 0 | 0
4 | 9 | 5 | [17 empty] | 0 | 0
4 | 9 | 6 | [17 empty] | 0 | 0
4 | 9 | 7 | [17 empty] | 0 | 0
4 | 9 | 8 | [17 empty] | 0 | 0
4 | 9 | 9 | [17 empty] | 0 | 0
4 | 9 | 10 | [17 empty] | 0 | 0
4 | 9 | 11 | [17 empty] | 0 | 0
4 | 9 | 12 | [17 empty] | 0 | 0
4 | 9 | 13 | [17 empty] | 0 | 0
4 | 9 | 14 | [17 empty] | 0 | 0
4 | 9 | 15 | [17 empty] | 0 | 0
4 | 9 | 16 | [17 empty] | 0 | 0
4 | 9 | 17 | [17 empty] | 0 | 0
4 | 9 | 18 | [17 empty] | 0 | 0
4 | 9 | 19 | [17 empty] | 0 | 0
4 | 9 | 20 | [17 empty] | 0 | 0
4 | 9 | 21 | [17 empty] | 0 | 0
4 | 9 | 22 | [17 empty] | 0 | 0
4 | 9 | 23 | [17 empty] | 0 | 0
4 | 9 | 24 | [17 empty] | 0 | 0
4 | 10 | 1 | [17 empty] | 0 | 0
4 | 10 | 2 | [17 empty] | 0 | 0
4 | 10 | 3 | [17 empty] | 0 | 0
4 | 10 | 4 | [17 empty] | 0 | 0
4 | 10 | 5 | [17 empty] | 0 | 0
4 | 10 | 6 | [17 empty] | 0 | 0
4 | 10 | 7 | [17 empty] | 0 | 0
4 | 10 | 8 | [17 empty] | 0 | 0
4 | 10 | 9 | [17 empty] | 0 | 0
4 | 10 | 10 | [17 empty] | 0 | 0
4 | 10 | 11 | [17 empty] | 0 | 0
4 | 10 | 12 | [17 empty] | 0 | 0
4 | 10 | 13 | [17 empty] | 0 | 0
4 | 10 | 14 | [17 empty] | 0 | 0
4 | 10 | 15 | [17 empty] | 0 | 0
4 | 10 | 16 | [17 empty] | 0 | 0
4 | 10 | 17 | [17 empty] | 0 | 0
4 | 10 | 18 | [17 empty] | 0 | 0
4 | 10 | 19 | [17 empty] | 0 | 0
4 | 10 | 20 | [17 empty] | 0 | 0
4 | 10 | 21 | [17 empty] | 0 | 0
4 | 10 | 22 | [17 empty] | 0 | 0
4 | 10 | 23 | [17 empty] | 0 | 0
4 | 10 | 24 | [17 empty] | 0 | 0
4 | 11 | 1 | [17 empty] | 0 | 0
4 | 11 | 2 | [17 empty] | 0 | 0
4 | 11 | 3 | [17 empty] | 0 | 0
4 | 11 | 4 | [17 empty] | 0 | 0
4 | 11 | 5 | [17 empty] | 0 | 0
4 | 11 | 6 | [17 empty] | 0 | 0
4 | 11 | 7 | [17 empty] | 0 | 0
4 | 11 | 8 | [17 empty] | 0 | 0
4 | 11 | 9 | [17 empty] | 0 | 0
4 | 11 | 10 | [17 empty] | 0 | 0
4 | 11 | 11 | [17 empty] | 0 | 0
4 | 11 | 12 | [17 empty] | 0 | 0
4 | 11 | 13 | [17 empty] | 0 | 0
4 | 11 | 14 | [17 empty] | 0 | 0
4 | 11 | 15 | [17 empty] | 0 | 0
4 | 11 | 16 | [17 empty] | 0 | 0
4 | 11 | 17 | [17 empty] | 0 | 0
4 | 11 | 18 | [17 empty] | 0 | 0
4 | 11 | 19 | [17 empty] | 0 | 0
4 | 11 | 20 | [17 empty] | 0 | 0
4 | 11 | 21 | [17 empty] | 0 | 0
4 | 11 | 22 | [17 empty] | 0 | 0
4 | 11 | 23 | [17 empty] | 0 | 0
4 | 11 | 24 | [17 empty] | 0 | 0
4 | 12 | 1 | [17 empty] | 0 | 0
4 | 12 | 2 | [17 empty] | 0 | 0
4 | 12 | 3 | [17 empty] | 0 | 0
4 | 12 | 4 | [17 empty] | 0 | 0
4 | 12 | 5 | [17 empty] | 0 | 0
4 | 12 | 6 | [17 empty] | 0 | 0
4 | 12 | 7 | [17 empty] | 0 | 0
4 | 12 | 8 | [17 empty] | 0 | 0
4 | 12 | 9 | [17 empty] | 0 | 0
4 | 12 | 10 | [17 empty] | 0 | 0
4 | 12 | 11 | [17 empty] | 0 | 0
4 | 12 | 12 | [17 empty] | 0 | 0
4 | 12 | 13 | [17 empty] | 0 | 0
4 | 12 | 14 | [17 empty] | 0 | 0
4 | 12 | 15 | [17 empty] | 0 | 0
4 | 12 | 16 | [17 empty] | 0 | 0
4 | 12 | 17 | [17 empty] | 0 | 0
4 | 12 | 18 | [17 empty] | 0 | 0
4 | 12 | 19 | [17 empty] | 0 | 0
4 | 12 | 20 | [17 empty] | 0 | 0
4 | 12 | 21 | [17 empty] | 0 | 0
4 | 12 | 22 | [17 empty] | 0 | 0
4 | 12 | 23 | [17 empty] | 0 | 0
4 | 12 | 24 | [17 empty] | 0 | 0
4 | 13 | 1 | [17 empty] | 0 | 0
4 | 13 | 2 | [17 empty] | 0 | 0
4 | 13 | 3 | [17 empty] | 0 | 0
4 | 13 | 4 | [17 empty] | 0 | 0
4 | 13 | 5 | [17 empty] | 0 | 0
4 | 13 | 6 | [17 empty] | 0 | 0
4 | 13 | 7 | [17 empty] | 0 | 0
4 | 13 | 8 | [17 empty] | 0 | 0
4 | 13 | 9 | [17 empty] | 0 | 0
4 | 13 | 10 | [17 empty] | 0 | 0
4 | 13 | 11 | [17 empty] | 0 | 0
4 | 13 | 12 | [17 empty] | 0 | 0
4 | 13 | 13 | [17 empty] | 0 | 0
4 | 13 | 14 | [17 empty] | 0 | 0
4 | 13 | 15 | [17 empty] | 0 | 0
4 | 13 | 16 | [17 empty] | 0 | 0
4 | 13 | 17 | [17 empty] | 0 | 0
4 | 13 | 18 | [17 empty] | 0 | 0
4 | 13 | 19 | [17 empty] | 0 | 0
4 | 13 | 20 | [17 empty] | 0 | 0
4 | 13 | 21 | [17 empty] | 0 | 0
4 | 13 | 22 | [17 empty] | 0 | 0
4 | 13 | 23 | [17 empty] | 0 | 0
4 | 13 | 24 | [17 empty] | 0 | 0
4 | 14 | 1 | [17 empty] | 0 | 0
4 | 14 | 2 | [17 empty] | 0 | 0
4 | 14 | 3 | [17 empty] | 0 | 0
4 | 14 | 4 | [17 empty] | 0 | 0
4 | 14 | 5 | [17 empty] | 0 | 0
4 | 14 | 6 | [17 empty] | 0 | 0
4 | 14 | 7 | [17 empty] | 0 | 0
4 | 14 | 8 | [17 empty] | 0 | 0
4 | 14 | 9 | [17 empty] | 0 | 0
4 | 14 | 10 | [17 empty] | 0 | 0
4 | 14 | 11 | [17 empty] | 0 | 0
4 | 14 | 12 | [17 empty] | 0 | 0
4 | 14 | 13 | [17 empty] | 0 | 0
4 | 14 | 14 | [17 empty] | 0 | 0
4 | 14 | 15 | [17 empty] | 0 | 0
4 | 14 | 16 | [17 empty] | 0 | 0
4 | 14 | 17 | [17 empty] | 0 | 0
4 | 14 | 18 | [17 empty] | 0 | 0
4 | 14 | 19 | [17 empty] | 0 | 0
4 | 14 | 20 | [17 empty] | 0 | 0
4 | 14 | 21 | [17 empty] | 0 | 0
4 | 14 | 22 | [17 empty] | 0 | 0
4 | 14 | 23 | [17 empty] | 0 | 0
4 | 14 | 24 | [17 empty] | 0 | 0
4 | 15 | 1 | [17 empty] | 0 | 0
4 | 15 | 2 | [17 empty] | 0 | 0
4 | 15 | 3 | [17 empty] | 0 | 0
4 | 15 | 4 | [17 empty] | 0 | 0
4 | 15 | 5 | [17 empty] | 0 | 0
4 | 15 | 6 | [17 empty] | 0 | 0
4 | 15 | 7 | [17 empty] | 0 | 0
4 | 15 | 8 | [17 empty] | 0 | 0
4 | 15 | 9 | [17 empty] | 0 | 0
4 | 15 | 10 | [17 empty] | 0 | 0
4 | 15 | 11 | [17 empty] | 0 | 0
4 | 15 | 12 | [17 empty] | 0 | 0
4 | 15 | 13 | [17 empty] | 0 | 0
4 | 15 | 14 | [17 empty] | 0 | 0
4 | 15 | 15 | [17 empty] | 0 | 0
4 | 15 | 16 | [17 empty] | 0 | 0
4 | 15 | 17 | [17 empty] | 0 | 0
4 | 15 | 18 | [17 empty] | 0 | 0
4 | 15 | 19 | [17 empty] | 0 | 0
4 | 15 | 20 | [17 empty] | 0 | 0
4 | 15 | 21 | [17 empty] | 0 | 0
4 | 15 | 22 | [17 empty] | 0 | 0
4 | 15 | 23 | [17 empty] | 0 | 0
4 | 15 | 24 | [17 empty] | 0 | 0
4 | 16 | 1 | [17 empty] | 0 | 0
4 | 16 | 2 | [17 empty] | 0 | 0
4 | 16 | 3 | [17 empty] | 0 | 0
4 | 16 | 4 | [17 empty] | 0 | 0
4 | 16 | 5 | [17 empty] | 0 | 0
4 | 16 | 6 | [17 empty] | 0 | 0
4 | 16 | 7 | [17 empty] | 0 | 0
4 | 16 | 8 | [17 empty] | 0 | 0
4 | 16 | 9 | [17 empty] | 0 | 0
4 | 16 | 10 | [17 empty] | 0 | 0
4 | 16 | 11 | [17 empty] | 0 | 0
4 | 16 | 12 | [17 empty] | 0 | 0
4 | 16 | 13 | [17 empty] | 0 | 0
4 | 16 | 14 | [17 empty] | 0 | 0
4 | 16 | 15 | [17 empty] | 0 | 0
4 | 16 | 16 | [17 empty] | 0 | 0
4 | 16 | 17 | [17 empty] | 0 | 0
4 | 16 | 18 | [17 empty] | 0 | 0
4 | 16 | 19 | [17 empty] | 0 | 0
4 | 16 | 20 | [17 empty] | 0 | 0
4 | 16 | 21 | [17 empty] | 0 | 0
4 | 16 | 22 | [17 empty] | 0 | 0
4 | 16 | 23 | [17 empty] | 0 | 0
4 | 16 | 24 | [17 empty] | 0 | 0
4 | 17 | 1 | [17 empty] | 0 | 0
4 | 17 | 2 | [17 empty] | 0 | 0
4 | 17 | 3 | [17 empty] | 0 | 0
4 | 17 | 4 | [17 empty] | 0 | 0
4 | 17 | 5 | [17 empty] | 0 | 0
4 | 17 | 6 | [17 empty] | 0 | 0
4 | 17 | 7 | [17 empty] | 0 | 0
4 | 17 | 8 | [17 empty] | 0 | 0
4 | 17 | 9 | [17 empty] | 0 | 0
4 | 17 | 10 | [17 empty] | 0 | 0
4 | 17 | 11 | [17 empty] | 0 | 0
4 | 17 | 12 | [17 empty] | 0 | 0
4 | 17 | 13 | [17 empty] | 0 | 0
4 | 17 | 14 | [17 empty] | 0 | 0
4 | 17 | 15 | [17 empty] | 0 | 0
4 | 17 | 16 | [17 empty] | 0 | 0
4 | 17 | 17 | [17 empty] | 0 | 0
4 | 17 | 18 | [17 empty] | 0 | 0
4 | 17 | 19 | [17 empty] | 0 | 0
4 | 17 | 20 | [17 empty] | 0 | 0
4 | 17 | 21 | [17 empty] | 0 | 0
4 | 17 | 22 | [17 empty] | 0 | 0
4 | 17 | 23 | [17 empty] | 0 | 0
4 | 17 | 24 | [17 empty] | 0 | 0
4 | 18 | 1 | [17 empty] | 0 | 0
4 | 18 | 2 | [17 empty] | 0 | 0
4 | 18 | 3 | [17 empty] | 0 | 0
4 | 18 | 4 | [17 empty] | 0 | 0
4 | 18 | 5 | [17 empty] | 0 | 0
4 | 18 | 6 | [17 empty] | 0 | 0
4 | 18 | 7 | [17 empty] | 0 | 0
4 | 18 | 8 | [17 empty] | 0 | 0
4 | 18 | 9 | [17 empty] | 0 | 0
4 | 18 | 10 | [17 empty] | 0 | 0
4 | 18 | 11 | [17 empty] | 0 | 0
4 | 18 | 12 | [17 empty] | 0 | 0
4 | 18 | 13 | [17 empty] | 0 | 0
4 | 18 | 14 | [17 empty] | 0 | 0
4 | 18 | 15 | [17 empty] | 0 | 0
4 | 18 | 16 | [17 empty] | 0 | 0
4 | 18 | 17 | [17 empty] | 0 | 0
4 | 18 | 18 | [17 empty] | 0 | 0
4 | 18 | 19 | [17 empty] | 0 | 0
4 | 18 | 20 | [17 empty] | 0 | 0
4 | 18 | 21 | [17 empty] | 0 | 0
4 | 18 | 22 | [17 empty] | 0 | 0
4 | 18 | 23 | [17 empty] | 0 | 0
4 | 18 | 24 | [17 empty] | 0 | 0
4 | 19 | 1 | [17 empty] | 0 | 0
4 | 19 | 2 | [17 empty] | 0 | 0
4 | 19 | 3 | [17 empty] | 0 | 0
4 | 19 | 4 | [17 empty] | 0 | 0
4 | 19 | 5 | [17 empty] | 0 | 0
4 | 19 | 6 | [17 empty] | 0 | 0
4 | 19 | 7 | [17 empty] | 0 | 0
4 | 19 | 8 | [17 empty] | 0 | 0
4 | 19 | 9 | [17 empty] | 0 | 0
4 | 19 | 10 | [17 empty] | 0 | 0
4 | 19 | 11 | [17 empty] | 0 | 0
4 | 19 | 12 | [17 empty] | 0 | 0
4 | 19 | 13 | [17 empty] | 0 | 0
4 | 19 | 14 | [17 empty] | 0 | 0
4 | 19 | 15 | [17 empty] | 0 | 0
4 | 19 | 16 | [17 empty] | 0 | 0
4 | 19 | 17 | [17 empty] | 0 | 0
4 | 19 | 18 | [17 empty] | 0 | 0
4 | 19 | 19 | [17 empty] | 0 | 0
4 | 19 | 20 | [17 empty] | 0 | 0
4 | 19 | 21 | [17 empty] | 0 | 0
4 | 19 | 22 | [17 empty] | 0 | 0
4 | 19 | 23 | [17 empty] | 0 | 0
4 | 19 | 24 | [17 empty] | 0 | 0
4 | 20 | 1 | [17 empty] | 0 | 0
4 | 20 | 2 | [17 empty] | 0 | 0
4 | 20 | 3 | [17 empty] | 0 | 0
4 | 20 | 4 | [17 empty] | 0 | 0
4 | 20 | 5 | [17 empty] | 0 | 0
4 | 20 | 6 | [17 empty] | 0 | 0
4 | 20 | 7 | [17 empty] | 0 | 0
4 | 20 | 8 | [17 empty] | 0 | 0
4 | 20 | 9 | [17 empty] | 0 | 0
4 | 20 | 10 | [17 empty] | 0 | 0
4 | 20 | 11 | [17 empty] | 0 | 0
4 | 20 | 12 | [17 empty] | 0 | 0
4 | 20 | 13 | [17 empty] | 0 | 0
4 | 20 | 14 | [17 empty] | 0 | 0
4 | 20 | 15 | [17 empty] | 0 | 0
4 | 20 | 16 | [17 empty] | 0 | 0
4 | 20 | 17 | [17 empty] | 0 | 0
4 | 20 | 18 | [17 empty] | 0 | 0
4 | 20 | 19 | [17 empty] | 0 | 0
4 | 20 | 20 | [17 empty] | 0 | 0
4 | 20 | 21 | [17 empty] | 0 | 0
4 | 20 | 22 | [17 empty] | 0 | 0
4 | 20 | 23 | [17 empty] | 0 | 0
4 | 20 | 24 | [17 empty] | 0 | 0
4 | 21 | 1 | [17 empty] | 0 | 0
4 | 21 | 2 | [17 empty] | 0 | 0
4 | 21 | 3 | [17 empty] | 0 | 0
4 | 21 | 4 | [17 empty] | 0 | 0
4 | 21 | 5 | [17 empty] | 0 | 0
4 | 21 | 6 | [17 empty] | 0 | 0
4 | 21 | 7 | [17 empty] | 0 | 0
4 | 21 | 8 | [17 empty] | 0 | 0
4 | 21 | 9 | [17 empty] | 0 | 0
4 | 21 | 10 | [17 empty] | 0 | 0
4 | 21 | 11 | [17 empty] | 0 | 0
4 | 21 | 12 | [17 empty] | 0 | 0
4 | 21 | 13 | [17 empty] | 0 | 0
4 | 21 | 14 | [17 empty] | 0 | 0
4 | 21 | 15 | [17 empty] | 0 | 0
4 | 21 | 16 | [17 empty] | 0 | 0
4 | 21 | 17 | [17 empty] | 0 | 0
4 | 21 | 18 | [17 empty] | 0 | 0
4 | 21 | 19 | [17 empty] | 0 | 0
4 | 21 | 20 | [17 empty] | 0 | 0
4 | 21 | 21 | [17 empty] | 0 | 0
4 | 21 | 22 | [17 empty] | 0 | 0
4 | 21 | 23 | [17 empty] | 0 | 0
4 | 21 | 24 | [17 empty] | 0 | 0
4 | 22 | 1 | [17 empty] | 0 | 0
4 | 22 | 2 | [17 empty] | 0 | 0
4 | 22 | 3 | [17 empty] | 0 | 0
4 | 22 | 4 | [17 empty] | 0 | 0
4 | 22 | 5 | [17 empty] | 0 | 0
4 | 22 | 6 | [17 empty] | 0 | 0
4 | 22 | 7 | [17 empty] | 0 | 0
4 | 22 | 8 | [17 empty] | 0 | 0
4 | 22 | 9 | [17 empty] | 0 | 0
4 | 22 | 10 | [17 empty] | 0 | 0
4 | 22 | 11 | [17 empty] | 0 | 0
4 | 22 | 12 | [17 empty] | 0 | 0
4 | 22 | 13 | [17 empty] | 0 | 0
4 | 22 | 14 | [17 empty] | 0 | 0
4 | 22 | 15 | [17 empty] | 0 | 0
4 | 22 | 16 | [17 empty] | 0 | 0
4 | 22 | 17 | [17 empty] | 0 | 0
4 | 22 | 18 | [17 empty] | 0 | 0
4 | 22 | 19 | [17 empty] | 0 | 0
4 | 22 | 20 | [17 empty] | 0 | 0
4 | 22 | 21 | [17 empty] | 0 | 0
4 | 22 | 22 | [17 empty] | 0 | 0
4 | 22 | 23 | [17 empty] | 0 | 0
4 | 22 | 24 | [17 empty] | 0 | 0
4 | 23 | 1 | [17 empty] | 0 | 0
4 | 23 | 2 | [17 empty] | 0 | 0
4 | 23 | 3 | [17 empty] | 0 | 0
4 | 23 | 4 | [17 empty] | 0 | 0
4 | 23 | 5 | [17 empty] | 0 | 0
4 | 23 | 6 | [17 empty] | 0 | 0
4 | 23 | 7 | [17 empty] | 0 | 0
4 | 23 | 8 | [17 empty] | 0 | 0
4 | 23 | 9 | [17 empty] | 0 | 0
4 | 23 | 10 | [17 empty] | 0 | 0
4 | 23 | 11 | [17 empty] | 0 | 0
4 | 23 | 12 | [17 empty] | 0 | 0
4 | 23 | 13 | [17 empty] | 0 | 0
4 | 23 | 14 | [17 empty] | 0 | 0
4 | 23 | 15 | [17 empty] | 0 | 0
4 | 23 | 16 | [17 empty] | 0 | 0
4 | 23 | 17 | [17 empty] | 0 | 0
4 | 23 | 18 | [17 empty] | 0 | 0
4 | 23 | 19 | [17 empty] | 0 | 0
4 | 23 | 20 | [17 empty] | 0 | 0
4 | 23 | 21 | [17 empty] | 0 | 0
4 | 23 | 22 | [17 empty] | 0 | 0
4 | 23 | 23 | [17 empty] | 0 | 0
4 | 23 | 24 | [17 empty] | 0 | 0
4 | 24 | 1 | [17 empty] | 0 | 0
4 | 24 | 2 | [17 empty] | 0 | 0
4 | 24 | 3 | [17 empty] | 0 | 0
4 | 24 | 4 | [17 empty] | 0 | 0
4 | 24 | 5 | [17 empty] | 0 | 0
4 | 24 | 6 | [17 empty] | 0 | 0
4 | 24 | 7 | [17 empty] | 0 | 0
4 | 24 | 8 | [17 empty] | 0 | 0
4 | 24 | 9 | [17 empty] | 0 | 0
4 | 24 | 10 | [17 empty] | 0 | 0
4 | 24 | 11 | [17 empty] | 0 | 0
4 | 24 | 12 | [17 empty] | 0 | 0
4 | 24 | 13 | [17 empty] | 0 | 0
4 | 24 | 14 | [17 empty] | 0 | 0
4 | 24 | 15 | [17 empty] | 0 | 0
4 | 24 | 16 | [17 empty] | 0 | 0
4 | 24 | 17 | [17 empty] | 0 | 0
4 | 24 | 18 | [17 empty] | 0 | 0
4 | 24 | 19 | [17 empty] | 0 | 0
4 | 24 | 20 | [17 empty] | 0 | 0
4 | 24 | 21 | [17 empty] | 0 | 0
4 | 24 | 22 | [17 empty] | 0 | 0
4 | 24 | 23 | [17 empty] | 0 | 0
4 | 24 | 24 | [17 empty] | 0 | 0
4 | 25 | 1 | [17 empty] | 0 | 0
4 | 25 | 2 | [17 empty] | 0 | 0
4 | 25 | 3 | [17 empty] | 0 | 0
4 | 25 | 4 | [17 empty] | 0 | 0
4 | 25 | 5 | [17 empty] | 0 | 0
4 | 25 | 6 | [17 empty] | 0 | 0
4 | 25 | 7 | [17 empty] | 0 | 0
4 | 25 | 8 | [17 empty] | 0 | 0
4 | 25 | 9 | [17 empty] | 0 | 0
4 | 25 | 10 | [17 empty] | 0 | 0
4 | 25 | 11 | [17 empty] | 0 | 0
4 | 25 | 12 | [17 empty] | 0 | 0
4 | 25 | 13 | [17 empty] | 0 | 0
4 | 25 | 14 | [17 empty] | 0 | 0
4 | 25 | 15 | [17 empty] | 0 | 0
4 | 25 | 16 | [17 empty] | 0 | 0
4 | 25 | 17 | [17 empty] | 0 | 0
4 | 25 | 18 | [17 empty] | 0 | 0
4 | 25 | 19 | [17 empty] | 0 | 0
4 | 25 | 20 | [17 empty] | 0 | 0
4 | 25 | 21 | [17 empty] | 0 | 0
4 | 25 | 22 | [17 empty] | 0 | 0
4 | 25 | 23 | [17 empty] | 0 | 0
4 | 25 | 24 | [17 empty] | 0 | 0
4 | 26 | 1 | [17 empty] | 0 | 0
4 | 26 | 2 | [17 empty] | 0 | 0
4 | 26 | 3 | [17 empty] | 0 | 0
4 | 26 | 4 | [17 empty] | 0 | 0
4 | 26 | 5 | [17 empty] | 0 | 0
4 | 26 | 6 | [17 empty] | 0 | 0
4 | 26 | 7 | [17 empty] | 0 | 0
4 | 26 | 8 | [17 empty] | 0 | 0
4 | 26 | 9 | [17 empty] | 0 | 0
4 | 26 | 10 | [17 empty] | 0 | 0
4 | 26 | 11 | [17 empty] | 0 | 0
4 | 26 | 12 | [17 empty] | 0 | 0
4 | 26 | 13 | [17 empty] | 0 | 0
4 | 26 | 14 | [17 empty] | 0 | 0
4 | 26 | 15 | [17 empty] | 0 | 0
4 | 26 | 16 | [17 empty] | 0 | 0
4 | 26 | 17 | [17 empty] | 0 | 0
4 | 26 | 18 | [17 empty] | 0 | 0
4 | 26 | 19 | [17 empty] | 0 | 0
4 | 26 | 20 | [17 empty] | 0 | 0
4 | 26 | 21 | [17 empty] | 0 | 0
4 | 26 | 22 | [17 empty] | 0 | 0
4 | 26 | 23 | [17 empty] | 0 | 0
4 | 26 | 24 | [17 empty] | 0 | 0
4 | 27 | 1 | [17 empty] | 0 | 0
4 | 27 | 2 | [17 empty] | 0 | 0
4 | 27 | 3 | [17 empty] | 0 | 0
4 | 27 | 4 | [17 empty] | 0 | 0
4 | 27 | 5 | [17 empty] | 0 | 0
4 | 27 | 6 | [17 empty] | 0 | 0
4 | 27 | 7 | [17 empty] | 0 | 0
4 | 27 | 8 | [17 empty] | 0 | 0
4 | 27 | 9 | [17 empty] | 0 | 0
4 | 27 | 10 | [17 empty] | 0 | 0
4 | 27 | 11 | [17 empty] | 0 | 0
4 | 27 | 12 | [17 empty] | 0 | 0
4 | 27 | 13 | [17 empty] | 0 | 0
4 | 27 | 14 | [17 empty] | 0 | 0
4 | 27 | 15 | [17 empty] | 0 | 0
4 | 27 | 16 | [17 empty] | 0 | 0
4 | 27 | 17 | [17 empty] | 0 | 0
4 | 27 | 18 | [17 empty] | 0 | 0
4 | 27 | 19 | [17 empty] | 0 | 0
4 | 27 | 20 | [17 empty] | 0 | 0
4 | 27 | 21 | [17 empty] | 0 | 0
4 | 27 | 22 | [17 empty] | 0 | 0
4 | 27 | 23 | [17 empty] | 0 | 0
4 | 27 | 24 | [17 empty] | 0 | 0
4 | 28 | 1 | [17 empty] | 0 | 0
4 | 28 | 2 | [17 empty] | 0 | 0
4 | 28 | 3 | [17 empty] | 0 | 0
4 | 28 | 4 | [17 empty] | 0 | 0
4 | 28 | 5 | [17 empty] | 0 | 0
4 | 28 | 6 | [17 empty] | 0 | 0
4 | 28 | 7 | [17 empty] | 0 | 0
4 | 28 | 8 | [17 empty] | 0 | 0
4 | 28 | 9 | [17 empty] | 0 | 0
4 | 28 | 10 | [17 empty] | 0 | 0
4 | 28 | 11 | [17 empty] | 0 | 0
4 | 28 | 12 | [17 empty] | 0 | 0
4 | 28 | 13 | [17 empty] | 0 | 0
4 | 28 | 14 | [17 empty] | 0 | 0
4 | 28 | 15 | [17 empty] | 0 | 0
4 | 28 | 16 | [17 empty] | 0 | 0
4 | 28 | 17 | [17 empty] | 0 | 0
4 | 28 | 18 | [17 empty] | 0 | 0
4 | 28 | 19 | [17 empty] | 0 | 0
4 | 28 | 20 | [17 empty] | 0 | 0
4 | 28 | 21 | [17 empty] | 0 | 0
4 | 28 | 22 | [17 empty] | 0 | 0
4 | 28 | 23 | [17 empty] | 0 | 0
4 | 28 | 24 | [17 empty] | 0 | 0
4 | 29 | 1 | [17 empty] | 0 | 0
4 | 29 | 2 | [17 empty] | 0 | 0
4 | 29 | 3 | [17 empty] | 0 | 0
4 | 29 | 4 | [17 empty] | 0 | 0
4 | 29 | 5 | [17 empty] | 0 | 0
4 | 29 | 6 | [17 empty] | 0 | 0
4 | 29 | 7 | [17 empty] | 0 | 0
4 | 29 | 8 | [17 empty] | 0 | 0
4 | 29 | 9 | [17 empty] | 0 | 0
4 | 29 | 10 | [17 empty] | 0 | 0
4 | 29 | 11 | [17 empty] | 0 | 0
4 | 29 | 12 | [17 empty] | 0 | 0
4 | 29 | 13 | [17 empty] | 0 | 0
4 | 29 | 14 | [17 empty] | 0 | 0
4 | 29 | 15 | [17 empty] | 0 | 0
4 | 29 | 16 | [17 empty] | 0 | 0
4 | 29 | 17 | [17 empty] | 0 | 0
4 | 29 | 18 | [17 empty] | 0 | 0
4 | 29 | 19 | [17 empty] | 0 | 0
4 | 29 | 20 | [17 empty] | 0 | 0
4 | 29 | 21 | [17 empty] | 0 | 0
4 | 29 | 22 | [17 empty] | 0 | 0
4 | 29 | 23 | [17 empty] | 0 | 0
4 | 29 | 24 | [17 empty] | 0 | 0
4 | 30 | 1 | [17 empty] | 0 | 0
4 | 30 | 2 | [17 empty] | 0 | 0
4 | 30 | 3 | [17 empty] | 0 | 0
4 | 30 | 4 | [17 empty] | 0 | 0
4 | 30 | 5 | [17 empty] | 0 | 0
4 | 30 | 6 | [17 empty] | 0 | 0
4 | 30 | 7 | [17 empty] | 0 | 0
4 | 30 | 8 | [17 empty] | 0 | 0
4 | 30 | 9 | [17 empty] | 0 | 0
4 | 30 | 10 | [17 empty] | 0 | 0
4 | 30 | 11 | [17 empty] | 0 | 0
4 | 30 | 12 | [17 empty] | 0 | 0
4 | 30 | 13 | [17 empty] | 0 | 0
4 | 30 | 14 | [17 empty] | 0 | 0
4 | 30 | 15 | [17 empty] | 0 | 0
4 | 30 | 16 | [17 empty] | 0 | 0
4 | 30 | 17 | [17 empty] | 0 | 0
4 | 30 | 18 | [17 empty] | 0 | 0
4 | 30 | 19 | [17 empty] | 0 | 0
4 | 30 | 20 | [17 empty] | 0 | 0
4 | 30 | 21 | [17 empty] | 0 | 0
4 | 30 | 22 | [17 empty] | 0 | 0
4 | 30 | 23 | [17 empty] | 0 | 0
4 | 30 | 24 | [17 empty] | 0 | 0
5 | 1 | 1 | [17 empty] | 0 | 0
5 | 1 | 2 | [17 empty] | 0 | 0
5 | 1 | 3 | [17 empty] | 0 | 0
5 | 1 | 4 | [17 empty] | 0 | 0
5 | 1 | 5 | [17 empty] | 0 | 0
5 | 1 | 6 | [17 empty] | 0 | 0
5 | 1 | 7 | [17 empty] | 0 | 0
5 | 1 | 8 | [17 empty] | 0 | 0
5 | 1 | 9 | [17 empty] | 0 | 0
5 | 1 | 10 | [17 empty] | 0 | 0
5 | 1 | 11 | [17 empty] | 0 | 0
5 | 1 | 12 | [17 empty] | 0 | 0
5 | 1 | 13 | [17 empty] | 0 | 0
5 | 1 | 14 | [17 empty] | 0 | 0
5 | 1 | 15 | [17 empty] | 0 | 0
5 | 1 | 16 | [17 empty] | 0 | 0
5 | 1 | 17 | [17 empty] | 0 | 0
5 | 1 | 18 | [17 empty] | 0 | 0
5 | 1 | 19 | [17 empty] | 0 | 0
5 | 1 | 20 | [17 empty] | 0 | 0
5 | 1 | 21 | [17 empty] | 0 | 0
5 | 1 | 22 | [17 empty] | 0 | 0
5 | 1 | 23 | [17 empty] | 0 | 0
5 | 1 | 24 | [17 empty] | 0 | 0
5 | 2 | 1 | [17 empty] | 0 | 0
5 | 2 | 2 | [17 empty] | 0 | 0
5 | 2 | 3 | [17 empty] | 0 | 0
5 | 2 | 4 | [17 empty] | 0 | 0
5 | 2 | 5 | [17 empty] | 0 | 0
5 | 2 | 6 | [17 empty] | 0 | 0
5 | 2 | 7 | [17 empty] | 0 | 0
5 | 2 | 8 | [17 empty] | 0 | 0
5 | 2 | 9 | [17 empty] | 0 | 0
5 | 2 | 10 | [17 empty] | 0 | 0
5 | 2 | 11 | [17 empty] | 0 | 0
5 | 2 | 12 | [17 empty] | 0 | 0
5 | 2 | 13 | [17 empty] | 0 | 0
5 | 2 | 14 | [17 empty] | 0 | 0
5 | 2 | 15 | [17 empty] | 0 | 0
5 | 2 | 16 | [17 empty] | 0 | 0
5 | 2 | 17 | [17 empty] | 0 | 0
5 | 2 | 18 | [17 empty] | 0 | 0
5 | 2 | 19 | [17 empty] | 0 | 0
5 | 2 | 20 | [17 empty] | 0 | 0
5 | 2 | 21 | [17 empty] | 0 | 0
5 | 2 | 22 | [17 empty] | 0 | 0
5 | 2 | 23 | [17 empty] | 0 | 0
5 | 2 | 24 | [17 empty] | 0 | 0
5 | 3 | 1 | [17 empty] | 0 | 0
5 | 3 | 2 | [17 empty] | 0 | 0
5 | 3 | 3 | [17 empty] | 0 | 0
5 | 3 | 4 | [17 empty] | 0 | 0
5 | 3 | 5 | [17 empty] | 0 | 0
5 | 3 | 6 | [17 empty] | 0 | 0
5 | 3 | 7 | [17 empty] | 0 | 0
5 | 3 | 8 | [17 empty] | 0 | 0
5 | 3 | 9 | [17 empty] | 0 | 0
5 | 3 | 10 | [17 empty] | 0 | 0
5 | 3 | 11 | [17 empty] | 0 | 0
5 | 3 | 12 | [17 empty] | 0 | 0
5 | 3 | 13 | [17 empty] | 0 | 0
5 | 3 | 14 | [17 empty] | 0 | 0
5 | 3 | 15 | [17 empty] | 0 | 0
5 | 3 | 16 | [17 empty] | 0 | 0
5 | 3 | 17 | [17 empty] | 0 | 0
5 | 3 | 18 | [17 empty] | 0 | 0
5 | 3 | 19 | [17 empty] | 0 | 0
5 | 3 | 20 | [17 empty] | 0 | 0
5 | 3 | 21 | [17 empty] | 0 | 0
5 | 3 | 22 | [17 empty] | 0 | 0
5 | 3 | 23 | [17 empty] | 0 | 0
5 | 3 | 24 | [17 empty] | 0 | 0
5 | 4 | 1 | [17 empty] | 0 | 0
5 | 4 | 2 | [17 empty] | 0 | 0
5 | 4 | 3 | [17 empty] | 0 | 0
5 | 4 | 4 | [17 empty] | 0 | 0
5 | 4 | 5 | [17 empty] | 0 | 0
5 | 4 | 6 | [17 empty] | 0 | 0
5 | 4 | 7 | [17 empty] | 0 | 0
5 | 4 | 8 | [17 empty] | 0 | 0
5 | 4 | 9 | [17 empty] | 0 | 0
5 | 4 | 10 | [17 empty] | 0 | 0
5 | 4 | 11 | [17 empty] | 0 | 0
5 | 4 | 12 | [17 empty] | 0 | 0
5 | 4 | 13 | [17 empty] | 0 | 0
5 | 4 | 14 | [17 empty] | 0 | 0
5 | 4 | 15 | [17 empty] | 0 | 0
5 | 4 | 16 | [17 empty] | 0 | 0
5 | 4 | 17 | [17 empty] | 0 | 0
5 | 4 | 18 | [17 empty] | 0 | 0
5 | 4 | 19 | [17 empty] | 0 | 0
5 | 4 | 20 | [17 empty] | 0 | 0
5 | 4 | 21 | [17 empty] | 0 | 0
5 | 4 | 22 | [17 empty] | 0 | 0
5 | 4 | 23 | [17 empty] | 0 | 0
5 | 4 | 24 | [17 empty] | 0 | 0
5 | 5 | 1 | [17 empty] | 0 | 0
5 | 5 | 2 | [17 empty] | 0 | 0
5 | 5 | 3 | [17 empty] | 0 | 0
5 | 5 | 4 | [17 empty] | 0 | 0
5 | 5 | 5 | [17 empty] | 0 | 0
5 | 5 | 6 | [17 empty] | 0 | 0
5 | 5 | 7 | [17 empty] | 0 | 0
5 | 5 | 8 | [17 empty] | 0 | 0
5 | 5 | 9 | [17 empty] | 0 | 0
5 | 5 | 10 | [17 empty] | 0 | 0
5 | 5 | 11 | [17 empty] | 0 | 0
5 | 5 | 12 | [17 empty] | 0 | 0
5 | 5 | 13 | [17 empty] | 0 | 0
5 | 5 | 14 | [17 empty] | 0 | 0
5 | 5 | 15 | [17 empty] | 0 | 0
5 | 5 | 16 | [17 empty] | 0 | 0
5 | 5 | 17 | [17 empty] | 0 | 0
5 | 5 | 18 | [17 empty] | 0 | 0
5 | 5 | 19 | [17 empty] | 0 | 0
5 | 5 | 20 | [17 empty] | 0 | 0
5 | 5 | 21 | [17 empty] | 0 | 0
5 | 5 | 22 | [17 empty] | 0 | 0
5 | 5 | 23 | [17 empty] | 0 | 0
5 | 5 | 24 | [17 empty] | 0 | 0
5 | 6 | 1 | [17 empty] | 0 | 0
5 | 6 | 2 | [17 empty] | 0 | 0
5 | 6 | 3 | [17 empty] | 0 | 0
5 | 6 | 4 | [17 empty] | 0 | 0
5 | 6 | 5 | [17 empty] | 0 | 0
5 | 6 | 6 | [17 empty] | 0 | 0
5 | 6 | 7 | [17 empty] | 0 | 0
5 | 6 | 8 | [17 empty] | 0 | 0
5 | 6 | 9 | [17 empty] | 0 | 0
5 | 6 | 10 | [17 empty] | 0 | 0
5 | 6 | 11 | [17 empty] | 0 | 0
5 | 6 | 12 | [17 empty] | 0 | 0
5 | 6 | 13 | [17 empty] | 0 | 0
5 | 6 | 14 | [17 empty] | 0 | 0
5 | 6 | 15 | [17 empty] | 0 | 0
5 | 6 | 16 | [17 empty] | 0 | 0
5 | 6 | 17 | [17 empty] | 0 | 0
5 | 6 | 18 | [17 empty] | 0 | 0
5 | 6 | 19 | [17 empty] | 0 | 0
5 | 6 | 20 | [17 empty] | 0 | 0
5 | 6 | 21 | [17 empty] | 0 | 0
5 | 6 | 22 | [17 empty] | 0 | 0
5 | 6 | 23 | [17 empty] | 0 | 0
5 | 6 | 24 | [17 empty] | 0 | 0
5 | 7 | 1 | [17 empty] | 0 | 0
5 | 7 | 2 | [17 empty] | 0 | 0
5 | 7 | 3 | [17 empty] | 0 | 0
5 | 7 | 4 | [17 empty] | 0 | 0
5 | 7 | 5 | [17 empty] | 0 | 0
5 | 7 | 6 | [17 empty] | 0 | 0
5 | 7 | 7 | [17 empty] | 0 | 0
5 | 7 | 8 | [17 empty] | 0 | 0
5 | 7 | 9 | [17 empty] | 0 | 0
5 | 7 | 10 | [17 empty] | 0 | 0
5 | 7 | 11 | [17 empty] | 0 | 0
5 | 7 | 12 | [17 empty] | 0 | 0
5 | 7 | 13 | [17 empty] | 0 | 0
5 | 7 | 14 | [17 empty] | 0 | 0
5 | 7 | 15 | [17 empty] | 0 | 0
5 | 7 | 16 | [17 empty] | 0 | 0
5 | 7 | 17 | [17 empty] | 0 | 0
5 | 7 | 18 | [17 empty] | 0 | 0
5 | 7 | 19 | [17 empty] | 0 | 0
5 | 7 | 20 | [17 empty] | 0 | 0
5 | 7 | 21 | [17 empty] | 0 | 0
5 | 7 | 22 | [17 empty] | 0 | 0
5 | 7 | 23 | [17 empty] | 0 | 0
5 | 7 | 24 | [17 empty] | 0 | 0
5 | 8 | 1 | [17 empty] | 0 | 0
5 | 8 | 2 | [17 empty] | 0 | 0
5 | 8 | 3 | [17 empty] | 0 | 0
5 | 8 | 4 | [17 empty] | 0 | 0
5 | 8 | 5 | [17 empty] | 0 | 0
5 | 8 | 6 | [17 empty] | 0 | 0
5 | 8 | 7 | [17 empty] | 0 | 0
5 | 8 | 8 | [17 empty] | 0 | 0
5 | 8 | 9 | [17 empty] | 0 | 0
5 | 8 | 10 | [17 empty] | 0 | 0
5 | 8 | 11 | [17 empty] | 0 | 0
5 | 8 | 12 | [17 empty] | 0 | 0
5 | 8 | 13 | [17 empty] | 0 | 0
5 | 8 | 14 | [17 empty] | 0 | 0
5 | 8 | 15 | [17 empty] | 0 | 0
5 | 8 | 16 | [17 empty] | 0 | 0
5 | 8 | 17 | [17 empty] | 0 | 0
5 | 8 | 18 | [17 empty] | 0 | 0
5 | 8 | 19 | [17 empty] | 0 | 0
5 | 8 | 20 | [17 empty] | 0 | 0
5 | 8 | 21 | [17 empty] | 0 | 0
5 | 8 | 22 | [17 empty] | 0 | 0
5 | 8 | 23 | [17 empty] | 0 | 0
5 | 8 | 24 | [17 empty] | 0 | 0
5 | 9 | 1 | [17 empty] | 0 | 0
5 | 9 | 2 | [17 empty] | 0 | 0
5 | 9 | 3 | [17 empty] | 0 | 0
5 | 9 | 4 | [17 empty] | 0 | 0
5 | 9 | 5 | [17 empty] | 0 | 0
5 | 9 | 6 | [17 empty] | 0 | 0
5 | 9 | 7 | [17 empty] | 0 | 0
5 | 9 | 8 | [17 empty] | 0 | 0
5 | 9 | 9 | [17 empty] | 0 | 0
5 | 9 | 10 | [17 empty] | 0 | 0
5 | 9 | 11 | [17 empty] | 0 | 0
5 | 9 | 12 | [17 empty] | 0 | 0
5 | 9 | 13 | [17 empty] | 0 | 0
5 | 9 | 14 | [17 empty] | 0 | 0
5 | 9 | 15 | [17 empty] | 0 | 0
5 | 9 | 16 | [17 empty] | 0 | 0
5 | 9 | 17 | [17 empty] | 0 | 0
5 | 9 | 18 | [17 empty] | 0 | 0
5 | 9 | 19 | [17 empty] | 0 | 0
5 | 9 | 20 | [17 empty] | 0 | 0
5 | 9 | 21 | [17 empty] | 0 | 0
5 | 9 | 22 | [17 empty] | 0 | 0
5 | 9 | 23 | [17 empty] | 0 | 0
5 | 9 | 24 | [17 empty] | 0 | 0
5 | 10 | 1 | [17 empty] | 0 | 0
5 | 10 | 2 | [17 empty] | 0 | 0
5 | 10 | 3 | [17 empty] | 0 | 0
5 | 10 | 4 | [17 empty] | 0 | 0
5 | 10 | 5 | [17 empty] | 0 | 0
5 | 10 | 6 | [17 empty] | 0 | 0
5 | 10 | 7 | [17 empty] | 0 | 0
5 | 10 | 8 | [17 empty] | 0 | 0
5 | 10 | 9 | [17 empty] | 0 | 0
5 | 10 | 10 | [17 empty] | 0 | 0
5 | 10 | 11 | [17 empty] | 0 | 0
5 | 10 | 12 | [17 empty] | 0 | 0
5 | 10 | 13 | [17 empty] | 0 | 0
5 | 10 | 14 | [17 empty] | 0 | 0
5 | 10 | 15 | [17 empty] | 0 | 0
5 | 10 | 16 | [17 empty] | 0 | 0
5 | 10 | 17 | [17 empty] | 0 | 0
5 | 10 | 18 | [17 empty] | 0 | 0
5 | 10 | 19 | [17 empty] | 0 | 0
5 | 10 | 20 | [17 empty] | 0 | 0
5 | 10 | 21 | [17 empty] | 0 | 0
5 | 10 | 22 | [17 empty] | 0 | 0
5 | 10 | 23 | [17 empty] | 0 | 0
5 | 10 | 24 | [17 empty] | 0 | 0
5 | 11 | 1 | [17 empty] | 0 | 0
5 | 11 | 2 | [17 empty] | 0 | 0
5 | 11 | 3 | [17 empty] | 0 | 0
5 | 11 | 4 | [17 empty] | 0 | 0
5 | 11 | 5 | [17 empty] | 0 | 0
5 | 11 | 6 | [17 empty] | 0 | 0
5 | 11 | 7 | [17 empty] | 0 | 0
5 | 11 | 8 | [17 empty] | 0 | 0
5 | 11 | 9 | [17 empty] | 0 | 0
5 | 11 | 10 | [17 empty] | 0 | 0
5 | 11 | 11 | [17 empty] | 0 | 0
5 | 11 | 12 | [17 empty] | 0 | 0
5 | 11 | 13 | [17 empty] | 0 | 0
5 | 11 | 14 | [17 empty] | 0 | 0
5 | 11 | 15 | [17 empty] | 0 | 0
5 | 11 | 16 | [17 empty] | 0 | 0
5 | 11 | 17 | [17 empty] | 0 | 0
5 | 11 | 18 | [17 empty] | 0 | 0
5 | 11 | 19 | [17 empty] | 0 | 0
5 | 11 | 20 | [17 empty] | 0 | 0
5 | 11 | 21 | [17 empty] | 0 | 0
5 | 11 | 22 | [17 empty] | 0 | 0
5 | 11 | 23 | [17 empty] | 0 | 0
5 | 11 | 24 | [17 empty] | 0 | 0
5 | 12 | 1 | [17 empty] | 0 | 0
5 | 12 | 2 | [17 empty] | 0 | 0
5 | 12 | 3 | [17 empty] | 0 | 0
5 | 12 | 4 | [17 empty] | 0 | 0
5 | 12 | 5 | [17 empty] | 0 | 0
5 | 12 | 6 | [17 empty] | 0 | 0
5 | 12 | 7 | [17 empty] | 0 | 0
5 | 12 | 8 | [17 empty] | 0 | 0
5 | 12 | 9 | [17 empty] | 0 | 0
5 | 12 | 10 | [17 empty] | 0 | 0
5 | 12 | 11 | [17 empty] | 0 | 0
5 | 12 | 12 | [17 empty] | 0 | 0
5 | 12 | 13 | [17 empty] | 0 | 0
5 | 12 | 14 | [17 empty] | 0 | 0
5 | 12 | 15 | [17 empty] | 0 | 0
5 | 12 | 16 | [17 empty] | 0 | 0
5 | 12 | 17 | [17 empty] | 0 | 0
5 | 12 | 18 | [17 empty] | 0 | 0
5 | 12 | 19 | [17 empty] | 0 | 0
5 | 12 | 20 | [17 empty] | 0 | 0
5 | 12 | 21 | [17 empty] | 0 | 0
5 | 12 | 22 | [17 empty] | 0 | 0
5 | 12 | 23 | [17 empty] | 0 | 0
5 | 12 | 24 | [17 empty] | 0 | 0
5 | 13 | 1 | [17 empty] | 0 | 0
5 | 13 | 2 | [17 empty] | 0 | 0
5 | 13 | 3 | [17 empty] | 0 | 0
5 | 13 | 4 | [17 empty] | 0 | 0
5 | 13 | 5 | [17 empty] | 0 | 0
5 | 13 | 6 | [17 empty] | 0 | 0
5 | 13 | 7 | [17 empty] | 0 | 0
5 | 13 | 8 | [17 empty] | 0 | 0
5 | 13 | 9 | [17 empty] | 0 | 0
5 | 13 | 10 | [17 empty] | 0 | 0
5 | 13 | 11 | [17 empty] | 0 | 0
5 | 13 | 12 | [17 empty] | 0 | 0
5 | 13 | 13 | [17 empty] | 0 | 0
5 | 13 | 14 | [17 empty] | 0 | 0
5 | 13 | 15 | [17 empty] | 0 | 0
5 | 13 | 16 | [17 empty] | 0 | 0
5 | 13 | 17 | [17 empty] | 0 | 0
5 | 13 | 18 | [17 empty] | 0 | 0
5 | 13 | 19 | [17 empty] | 0 | 0
5 | 13 | 20 | [17 empty] | 0 | 0
5 | 13 | 21 | [17 empty] | 0 | 0
5 | 13 | 22 | [17 empty] | 0 | 0
5 | 13 | 23 | [17 empty] | 0 | 0
5 | 13 | 24 | [17 empty] | 0 | 0
5 | 14 | 1 | [17 empty] | 0 | 0
5 | 14 | 2 | [17 empty] | 0 | 0
5 | 14 | 3 | [17 empty] | 0 | 0
5 | 14 | 4 | [17 empty] | 0 | 0
5 | 14 | 5 | [17 empty] | 0 | 0
5 | 14 | 6 | [17 empty] | 0 | 0
5 | 14 | 7 | [17 empty] | 0 | 0
5 | 14 | 8 | [17 empty] | 0 | 0
5 | 14 | 9 | [17 empty] | 0 | 0
5 | 14 | 10 | [17 empty] | 0 | 0
5 | 14 | 11 | [17 empty] | 0 | 0
5 | 14 | 12 | [17 empty] | 0 | 0
5 | 14 | 13 | [17 empty] | 0 | 0
5 | 14 | 14 | [17 empty] | 0 | 0
5 | 14 | 15 | [17 empty] | 0 | 0
5 | 14 | 16 | [17 empty] | 0 | 0
5 | 14 | 17 | [17 empty] | 0 | 0
5 | 14 | 18 | [17 empty] | 0 | 0
5 | 14 | 19 | [17 empty] | 0 | 0
5 | 14 | 20 | [17 empty] | 0 | 0
5 | 14 | 21 | [17 empty] | 0 | 0
5 | 14 | 22 | [17 empty] | 0 | 0
5 | 14 | 23 | [17 empty] | 0 | 0
5 | 14 | 24 | [17 empty] | 0 | 0
5 | 15 | 1 | [17 empty] | 0 | 0
5 | 15 | 2 | [17 empty] | 0 | 0
5 | 15 | 3 | [17 empty] | 0 | 0
5 | 15 | 4 | [17 empty] | 0 | 0
5 | 15 | 5 | [17 empty] | 0 | 0
5 | 15 | 6 | [17 empty] | 0 | 0
5 | 15 | 7 | [17 empty] | 0 | 0
5 | 15 | 8 | [17 empty] | 0 | 0
5 | 15 | 9 | [17 empty] | 0 | 0
5 | 15 | 10 | [17 empty] | 0 | 0
5 | 15 | 11 | [17 empty] | 0 | 0
5 | 15 | 12 | [17 empty] | 0 | 0
5 | 15 | 13 | [17 empty] | 0 | 0
5 | 15 | 14 | [17 empty] | 0 | 0
5 | 15 | 15 | [17 empty] | 0 | 0
5 | 15 | 16 | [17 empty] | 0 | 0
5 | 15 | 17 | [17 empty] | 0 | 0
5 | 15 | 18 | [17 empty] | 0 | 0
5 | 15 | 19 | [17 empty] | 0 | 0
5 | 15 | 20 | [17 empty] | 0 | 0
5 | 15 | 21 | [17 empty] | 0 | 0
5 | 15 | 22 | [17 empty] | 0 | 0
5 | 15 | 23 | [17 empty] | 0 | 0
5 | 15 | 24 | [17 empty] | 0 | 0
5 | 16 | 1 | [17 empty] | 0 | 0
5 | 16 | 2 | [17 empty] | 0 | 0
5 | 16 | 3 | [17 empty] | 0 | 0
5 | 16 | 4 | [17 empty] | 0 | 0
5 | 16 | 5 | [17 empty] | 0 | 0
5 | 16 | 6 | [17 empty] | 0 | 0
5 | 16 | 7 | [17 empty] | 0 | 0
5 | 16 | 8 | [17 empty] | 0 | 0
5 | 16 | 9 | [17 empty] | 0 | 0
5 | 16 | 10 | [17 empty] | 0 | 0
5 | 16 | 11 | [17 empty] | 0 | 0
5 | 16 | 12 | [17 empty] | 0 | 0
5 | 16 | 13 | [17 empty] | 0 | 0
5 | 16 | 14 | [17 empty] | 0 | 0
5 | 16 | 15 | [17 empty] | 0 | 0
5 | 16 | 16 | [17 empty] | 0 | 0
5 | 16 | 17 | [17 empty] | 0 | 0
5 | 16 | 18 | [17 empty] | 0 | 0
5 | 16 | 19 | [17 empty] | 0 | 0
5 | 16 | 20 | [17 empty] | 0 | 0
5 | 16 | 21 | [17 empty] | 0 | 0
5 | 16 | 22 | [17 empty] | 0 | 0
5 | 16 | 23 | [17 empty] | 0 | 0
5 | 16 | 24 | [17 empty] | 0 | 0
5 | 17 | 1 | [17 empty] | 0 | 0
5 | 17 | 2 | [17 empty] | 0 | 0
5 | 17 | 3 | [17 empty] | 0 | 0
5 | 17 | 4 | [17 empty] | 0 | 0
5 | 17 | 5 | [17 empty] | 0 | 0
5 | 17 | 6 | [17 empty] | 0 | 0
5 | 17 | 7 | [17 empty] | 0 | 0
5 | 17 | 8 | [17 empty] | 0 | 0
5 | 17 | 9 | [17 empty] | 0 | 0
5 | 17 | 10 | [17 empty] | 0 | 0
5 | 17 | 11 | [17 empty] | 0 | 0
5 | 17 | 12 | [17 empty] | 0 | 0
5 | 17 | 13 | [17 empty] | 0 | 0
5 | 17 | 14 | [17 empty] | 0 | 0
5 | 17 | 15 | [17 empty] | 0 | 0
5 | 17 | 16 | [17 empty] | 0 | 0
5 | 17 | 17 | [17 empty] | 0 | 0
5 | 17 | 18 | [17 empty] | 0 | 0
5 | 17 | 19 | [17 empty] | 0 | 0
5 | 17 | 20 | [17 empty] | 0 | 0
5 | 17 | 21 | [17 empty] | 0 | 0
5 | 17 | 22 | [17 empty] | 0 | 0
5 | 17 | 23 | [17 empty] | 0 | 0
5 | 17 | 24 | [17 empty] | 0 | 0
5 | 18 | 1 | [17 empty] | 0 | 0
5 | 18 | 2 | [17 empty] | 0 | 0
5 | 18 | 3 | [17 empty] | 0 | 0
5 | 18 | 4 | [17 empty] | 0 | 0
5 | 18 | 5 | [17 empty] | 0 | 0
5 | 18 | 6 | [17 empty] | 0 | 0
5 | 18 | 7 | [17 empty] | 0 | 0
5 | 18 | 8 | [17 empty] | 0 | 0
5 | 18 | 9 | [17 empty] | 0 | 0
5 | 18 | 10 | [17 empty] | 0 | 0
5 | 18 | 11 | [17 empty] | 0 | 0
5 | 18 | 12 | [17 empty] | 0 | 0
5 | 18 | 13 | [17 empty] | 0 | 0
5 | 18 | 14 | [17 empty] | 0 | 0
5 | 18 | 15 | [17 empty] | 0 | 0
5 | 18 | 16 | [17 empty] | 0 | 0
5 | 18 | 17 | [17 empty] | 0 | 0
5 | 18 | 18 | [17 empty] | 0 | 0
5 | 18 | 19 | [17 empty] | 0 | 0
5 | 18 | 20 | [17 empty] | 0 | 0
5 | 18 | 21 | [17 empty] | 0 | 0
5 | 18 | 22 | [17 empty] | 0 | 0
5 | 18 | 23 | [17 empty] | 0 | 0
5 | 18 | 24 | [17 empty] | 0 | 0
5 | 19 | 1 | [17 empty] | 0 | 0
5 | 19 | 2 | [17 empty] | 0 | 0
5 | 19 | 3 | [17 empty] | 0 | 0
5 | 19 | 4 | [17 empty] | 0 | 0
5 | 19 | 5 | [17 empty] | 0 | 0
5 | 19 | 6 | [17 empty] | 0 | 0
5 | 19 | 7 | [17 empty] | 0 | 0
5 | 19 | 8 | [17 empty] | 0 | 0
5 | 19 | 9 | [17 empty] | 0 | 0
5 | 19 | 10 | [17 empty] | 0 | 0
5 | 19 | 11 | [17 empty] | 0 | 0
5 | 19 | 12 | [17 empty] | 0 | 0
5 | 19 | 13 | [17 empty] | 0 | 0
5 | 19 | 14 | [17 empty] | 0 | 0
5 | 19 | 15 | [17 empty] | 0 | 0
5 | 19 | 16 | [17 empty] | 0 | 0
5 | 19 | 17 | [17 empty] | 0 | 0
5 | 19 | 18 | [17 empty] | 0 | 0
5 | 19 | 19 | [17 empty] | 0 | 0
5 | 19 | 20 | [17 empty] | 0 | 0
5 | 19 | 21 | [17 empty] | 0 | 0
5 | 19 | 22 | [17 empty] | 0 | 0
5 | 19 | 23 | [17 empty] | 0 | 0
5 | 19 | 24 | [17 empty] | 0 | 0
5 | 20 | 1 | [17 empty] | 0 | 0
5 | 20 | 2 | [17 empty] | 0 | 0
5 | 20 | 3 | [17 empty] | 0 | 0
5 | 20 | 4 | [17 empty] | 0 | 0
5 | 20 | 5 | [17 empty] | 0 | 0
5 | 20 | 6 | [17 empty] | 0 | 0
5 | 20 | 7 | [17 empty] | 0 | 0
5 | 20 | 8 | [17 empty] | 0 | 0
5 | 20 | 9 | [17 empty] | 0 | 0
5 | 20 | 10 | [17 empty] | 0 | 0
5 | 20 | 11 | [17 empty] | 0 | 0
5 | 20 | 12 | [17 empty] | 0 | 0
5 | 20 | 13 | [17 empty] | 0 | 0
5 | 20 | 14 | [17 empty] | 0 | 0
5 | 20 | 15 | [17 empty] | 0 | 0
5 | 20 | 16 | [17 empty] | 0 | 0
5 | 20 | 17 | [17 empty] | 0 | 0
5 | 20 | 18 | [17 empty] | 0 | 0
5 | 20 | 19 | [17 empty] | 0 | 0
5 | 20 | 20 | [17 empty] | 0 | 0
5 | 20 | 21 | [17 empty] | 0 | 0
5 | 20 | 22 | [17 empty] | 0 | 0
5 | 20 | 23 | [17 empty] | 0 | 0
5 | 20 | 24 | [17 empty] | 0 | 0
5 | 21 | 1 | [17 empty] | 0 | 0
5 | 21 | 2 | [17 empty] | 0 | 0
5 | 21 | 3 | [17 empty] | 0 | 0
5 | 21 | 4 | [17 empty] | 0 | 0
5 | 21 | 5 | [17 empty] | 0 | 0
5 | 21 | 6 | [17 empty] | 0 | 0
5 | 21 | 7 | [17 empty] | 0 | 0
5 | 21 | 8 | [17 empty] | 0 | 0
5 | 21 | 9 | [17 empty] | 0 | 0
5 | 21 | 10 | [17 empty] | 0 | 0
5 | 21 | 11 | [17 empty] | 0 | 0
5 | 21 | 12 | [17 empty] | 0 | 0
5 | 21 | 13 | [17 empty] | 0 | 0
5 | 21 | 14 | [17 empty] | 0 | 0
5 | 21 | 15 | [17 empty] | 0 | 0
5 | 21 | 16 | [17 empty] | 0 | 0
5 | 21 | 17 | [17 empty] | 0 | 0
5 | 21 | 18 | [17 empty] | 0 | 0
5 | 21 | 19 | [17 empty] | 0 | 0
5 | 21 | 20 | [17 empty] | 0 | 0
5 | 21 | 21 | [17 empty] | 0 | 0
5 | 21 | 22 | [17 empty] | 0 | 0
5 | 21 | 23 | [17 empty] | 0 | 0
5 | 21 | 24 | [17 empty] | 0 | 0
5 | 22 | 1 | [17 empty] | 0 | 0
5 | 22 | 2 | [17 empty] | 0 | 0
5 | 22 | 3 | [17 empty] | 0 | 0
5 | 22 | 4 | [17 empty] | 0 | 0
5 | 22 | 5 | [17 empty] | 0 | 0
5 | 22 | 6 | [17 empty] | 0 | 0
5 | 22 | 7 | [17 empty] | 0 | 0
5 | 22 | 8 | [17 empty] | 0 | 0
5 | 22 | 9 | [17 empty] | 0 | 0
5 | 22 | 10 | [17 empty] | 0 | 0
5 | 22 | 11 | [17 empty] | 0 | 0
5 | 22 | 12 | [17 empty] | 0 | 0
5 | 22 | 13 | [17 empty] | 0 | 0
5 | 22 | 14 | [17 empty] | 0 | 0
5 | 22 | 15 | [17 empty] | 0 | 0
5 | 22 | 16 | [17 empty] | 0 | 0
5 | 22 | 17 | [17 empty] | 0 | 0
5 | 22 | 18 | [17 empty] | 0 | 0
5 | 22 | 19 | [17 empty] | 0 | 0
5 | 22 | 20 | [17 empty] | 0 | 0
5 | 22 | 21 | [17 empty] | 0 | 0
5 | 22 | 22 | [17 empty] | 0 | 0
5 | 22 | 23 | [17 empty] | 0 | 0
5 | 22 | 24 | [17 empty] | 0 | 0
5 | 23 | 1 | [17 empty] | 0 | 0
5 | 23 | 2 | [17 empty] | 0 | 0
5 | 23 | 3 | [17 empty] | 0 | 0
5 | 23 | 4 | [17 empty] | 0 | 0
5 | 23 | 5 | [17 empty] | 0 | 0
5 | 23 | 6 | [17 empty] | 0 | 0
5 | 23 | 7 | [17 empty] | 0 | 0
5 | 23 | 8 | [17 empty] | 0 | 0
5 | 23 | 9 | [17 empty] | 0 | 0
5 | 23 | 10 | [17 empty] | 0 | 0
5 | 23 | 11 | [17 empty] | 0 | 0
5 | 23 | 12 | [17 empty] | 0 | 0
5 | 23 | 13 | [17 empty] | 0 | 0
5 | 23 | 14 | [17 empty] | 0 | 0
5 | 23 | 15 | [17 empty] | 0 | 0
5 | 23 | 16 | [17 empty] | 0 | 0
5 | 23 | 17 | [17 empty] | 0 | 0
5 | 23 | 18 | [17 empty] | 0 | 0
5 | 23 | 19 | [17 empty] | 0 | 0
5 | 23 | 20 | [17 empty] | 0 | 0
5 | 23 | 21 | [17 empty] | 0 | 0
5 | 23 | 22 | [17 empty] | 0 | 0
5 | 23 | 23 | [17 empty] | 0 | 0
5 | 23 | 24 | [17 empty] | 0 | 0
5 | 24 | 1 | [17 empty] | 0 | 0
5 | 24 | 2 | [17 empty] | 0 | 0
5 | 24 | 3 | [17 empty] | 0 | 0
5 | 24 | 4 | [17 empty] | 0 | 0
5 | 24 | 5 | [17 empty] | 0 | 0
5 | 24 | 6 | [17 empty] | 0 | 0
5 | 24 | 7 | [17 empty] | 0 | 0
5 | 24 | 8 | [17 empty] | 0 | 0
5 | 24 | 9 | [17 empty] | 0 | 0
5 | 24 | 10 | [17 empty] | 0 | 0
5 | 24 | 11 | [17 empty] | 0 | 0
5 | 24 | 12 | [17 empty] | 0 | 0
5 | 24 | 13 | [17 empty] | 0 | 0
5 | 24 | 14 | [17 empty] | 0 | 0
5 | 24 | 15 | [17 empty] | 0 | 0
5 | 24 | 16 | [17 empty] | 0 | 0
5 | 24 | 17 | [17 empty] | 0 | 0
5 | 24 | 18 | [17 empty] | 0 | 0
5 | 24 | 19 | [17 empty] | 0 | 0
5 | 24 | 20 | [17 empty] | 0 | 0
5 | 24 | 21 | [17 empty] | 0 | 0
5 | 24 | 22 | [17 empty] | 0 | 0
5 | 24 | 23 | [17 empty] | 0 | 0
5 | 24 | 24 | [17 empty] | 0 | 0
5 | 25 | 1 | [17 empty] | 0 | 0
5 | 25 | 2 | [17 empty] | 0 | 0
5 | 25 | 3 | [17 empty] | 0 | 0
5 | 25 | 4 | [17 empty] | 0 | 0
5 | 25 | 5 | [17 empty] | 0 | 0
5 | 25 | 6 | [17 empty] | 0 | 0
5 | 25 | 7 | [17 empty] | 0 | 0
5 | 25 | 8 | [17 empty] | 0 | 0
5 | 25 | 9 | [17 empty] | 0 | 0
5 | 25 | 10 | [17 empty] | 0 | 0
5 | 25 | 11 | [17 empty] | 0 | 0
5 | 25 | 12 | [17 empty] | 0 | 0
5 | 25 | 13 | [17 empty] | 0 | 0
5 | 25 | 14 | [17 empty] | 0 | 0
5 | 25 | 15 | [17 empty] | 0 | 0
5 | 25 | 16 | [17 empty] | 0 | 0
5 | 25 | 17 | [17 empty] | 0 | 0
5 | 25 | 18 | [17 empty] | 0 | 0
5 | 25 | 19 | [17 empty] | 0 | 0
5 | 25 | 20 | [17 empty] | 0 | 0
5 | 25 | 21 | [17 empty] | 0 | 0
5 | 25 | 22 | [17 empty] | 0 | 0
5 | 25 | 23 | [17 empty] | 0 | 0
5 | 25 | 24 | [17 empty] | 0 | 0
5 | 26 | 1 | [17 empty] | 0 | 0
5 | 26 | 2 | [17 empty] | 0 | 0
5 | 26 | 3 | [17 empty] | 0 | 0
5 | 26 | 4 | [17 empty] | 0 | 0
5 | 26 | 5 | [17 empty] | 0 | 0
5 | 26 | 6 | [17 empty] | 0 | 0
5 | 26 | 7 | [17 empty] | 0 | 0
5 | 26 | 8 | [17 empty] | 0 | 0
5 | 26 | 9 | [17 empty] | 0 | 0
5 | 26 | 10 | [17 empty] | 0 | 0
5 | 26 | 11 | [17 empty] | 0 | 0
5 | 26 | 12 | [17 empty] | 0 | 0
5 | 26 | 13 | [17 empty] | 0 | 0
5 | 26 | 14 | [17 empty] | 0 | 0
5 | 26 | 15 | [17 empty] | 0 | 0
5 | 26 | 16 | [17 empty] | 0 | 0
5 | 26 | 17 | [17 empty] | 0 | 0
5 | 26 | 18 | [17 empty] | 0 | 0
5 | 26 | 19 | [17 empty] | 0 | 0
5 | 26 | 20 | [17 empty] | 0 | 0
5 | 26 | 21 | [17 empty] | 0 | 0
5 | 26 | 22 | [17 empty] | 0 | 0
5 | 26 | 23 | [17 empty] | 0 | 0
5 | 26 | 24 | [17 empty] | 0 | 0
5 | 27 | 1 | [17 empty] | 0 | 0
5 | 27 | 2 | [17 empty] | 0 | 0
5 | 27 | 3 | [17 empty] | 0 | 0
5 | 27 | 4 | [17 empty] | 0 | 0
5 | 27 | 5 | [17 empty] | 0 | 0
5 | 27 | 6 | [17 empty] | 0 | 0
5 | 27 | 7 | [17 empty] | 0 | 0
5 | 27 | 8 | [17 empty] | 0 | 0
5 | 27 | 9 | [17 empty] | 0 | 0
5 | 27 | 10 | [17 empty] | 0 | 0
5 | 27 | 11 | [17 empty] | 0 | 0
5 | 27 | 12 | [17 empty] | 0 | 0
5 | 27 | 13 | [17 empty] | 0 | 0
5 | 27 | 14 | [17 empty] | 0 | 0
5 | 27 | 15 | [17 empty] | 0 | 0
5 | 27 | 16 | [17 empty] | 0 | 0
5 | 27 | 17 | [17 empty] | 0 | 0
5 | 27 | 18 | [17 empty] | 0 | 0
5 | 27 | 19 | [17 empty] | 0 | 0
5 | 27 | 20 | [17 empty] | 0 | 0
5 | 27 | 21 | [17 empty] | 0 | 0
5 | 27 | 22 | [17 empty] | 0 | 0
5 | 27 | 23 | [17 empty] | 0 | 0
5 | 27 | 24 | [17 empty] | 0 | 0
5 | 28 | 1 | [17 empty] | 0 | 0
5 | 28 | 2 | [17 empty] | 0 | 0
5 | 28 | 3 | [17 empty] | 0 | 0
5 | 28 | 4 | [17 empty] | 0 | 0
5 | 28 | 5 | [17 empty] | 0 | 0
5 | 28 | 6 | [17 empty] | 0 | 0
5 | 28 | 7 | [17 empty] | 0 | 0
5 | 28 | 8 | [17 empty] | 0 | 0
5 | 28 | 9 | [17 empty] | 0 | 0
5 | 28 | 10 | [17 empty] | 0 | 0
5 | 28 | 11 | [17 empty] | 0 | 0
5 | 28 | 12 | [17 empty] | 0 | 0
5 | 28 | 13 | [17 empty] | 0 | 0
5 | 28 | 14 | [17 empty] | 0 | 0
5 | 28 | 15 | [17 empty] | 0 | 0
5 | 28 | 16 | [17 empty] | 0 | 0
5 | 28 | 17 | [17 empty] | 0 | 0
5 | 28 | 18 | [17 empty] | 0 | 0
5 | 28 | 19 | [17 empty] | 0 | 0
5 | 28 | 20 | [17 empty] | 0 | 0
5 | 28 | 21 | [17 empty] | 0 | 0
5 | 28 | 22 | [17 empty] | 0 | 0
5 | 28 | 23 | [17 empty] | 0 | 0
5 | 28 | 24 | [17 empty] | 0 | 0
5 | 29 | 1 | [17 empty] | 0 | 0
5 | 29 | 2 | [17 empty] | 0 | 0
5 | 29 | 3 | [17 empty] | 0 | 0
5 | 29 | 4 | [17 empty] | 0 | 0
5 | 29 | 5 | [17 empty] | 0 | 0
5 | 29 | 6 | [17 empty] | 0 | 0
5 | 29 | 7 | [17 empty] | 0 | 0
5 | 29 | 8 | [17 empty] | 0 | 0
5 | 29 | 9 | [17 empty] | 0 | 0
5 | 29 | 10 | [17 empty] | 0 | 0
5 | 29 | 11 | [17 empty] | 0 | 0
5 | 29 | 12 | [17 empty] | 0 | 0
5 | 29 | 13 | [17 empty] | 0 | 0
5 | 29 | 14 | [17 empty] | 0 | 0
5 | 29 | 15 | [17 empty] | 0 | 0
5 | 29 | 16 | [17 empty] | 0 | 0
5 | 29 | 17 | [17 empty] | 0 | 0
5 | 29 | 18 | [17 empty] | 0 | 0
5 | 29 | 19 | [17 empty] | 0 | 0
5 | 29 | 20 | [17 empty] | 0 | 0
5 | 29 | 21 | [17 empty] | 0 | 0
5 | 29 | 22 | [17 empty] | 0 | 0
5 | 29 | 23 | [17 empty] | 0 | 0
5 | 29 | 24 | [17 empty] | 0 | 0
5 | 30 | 1 | [17 empty] | 0 | 0
5 | 30 | 2 | [17 empty] | 0 | 0
5 | 30 | 3 | [17 empty] | 0 | 0
5 | 30 | 4 | [17 empty] | 0 | 0
5 | 30 | 5 | [17 empty] | 0 | 0
5 | 30 | 6 | [17 empty] | 0 | 0
5 | 30 | 7 | [17 empty] | 0 | 0
5 | 30 | 8 | [17 empty] | 0 | 0
5 | 30 | 9 | [17 empty] | 0 | 0
5 | 30 | 10 | [17 empty] | 0 | 0
5 | 30 | 11 | [17 empty] | 0 | 0
5 | 30 | 12 | [17 empty] | 0 | 0
5 | 30 | 13 | [17 empty] | 0 | 0
5 | 30 | 14 | [17 empty] | 0 | 0
5 | 30 | 15 | [17 empty] | 0 | 0
5 | 30 | 16 | [17 empty] | 0 | 0
5 | 30 | 17 | [17 empty] | 0 | 0
5 | 30 | 18 | [17 empty] | 0 | 0
5 | 30 | 19 | [17 empty] | 0 | 0
5 | 30 | 20 | [17 empty] | 0 | 0
5 | 30 | 21 | [17 empty] | 0 | 0
5 | 30 | 22 | [17 empty] | 0 | 0
5 | 30 | 23 | [17 empty] | 0 | 0
5 | 30 | 24 | [17 empty] | 0 | 0
5 | 31 | 1 | [17 empty] | 0 | 0
5 | 31 | 2 | [17 empty] | 0 | 0
5 | 31 | 3 | [17 empty] | 0 | 0
5 | 31 | 4 | [17 empty] | 0 | 0
5 | 31 | 5 | [17 empty] | 0 | 0
5 | 31 | 6 | [17 empty] | 0 | 0
5 | 31 | 7 | [17 empty] | 0 | 0
5 | 31 | 8 | [17 empty] | 0 | 0
5 | 31 | 9 | [17 empty] | 0 | 0
5 | 31 | 10 | [17 empty] | 0 | 0
5 | 31 | 11 | [17 empty] | 0 | 0
5 | 31 | 12 | [17 empty] | 0 | 0
5 | 31 | 13 | [17 empty] | 0 | 0
5 | 31 | 14 | [17 empty] | 0 | 0
5 | 31 | 15 | [17 empty] | 0 | 0
5 | 31 | 16 | [17 empty] | 0 | 0
5 | 31 | 17 | [17 empty] | 0 | 0
5 | 31 | 18 | [17 empty] | 0 | 0
5 | 31 | 19 | [17 empty] | 0 | 0
5 | 31 | 20 | [17 empty] | 0 | 0
5 | 31 | 21 | [17 empty] | 0 | 0
5 | 31 | 22 | [17 empty] | 0 | 0
5 | 31 | 23 | [17 empty] | 0 | 0
5 | 31 | 24 | [17 empty] | 0 | 0
6 | 1 | 1 | [17 empty] | 0 | 0
6 | 1 | 2 | [17 empty] | 0 | 0
6 | 1 | 3 | [17 empty] | 0 | 0
6 | 1 | 4 | [17 empty] | 0 | 0
6 | 1 | 5 | [17 empty] | 0 | 0
6 | 1 | 6 | [17 empty] | 0 | 0
6 | 1 | 7 | [17 empty] | 0 | 0
6 | 1 | 8 | [17 empty] | 0 | 0
6 | 1 | 9 | [17 empty] | 0 | 0
6 | 1 | 10 | [17 empty] | 0 | 0
6 | 1 | 11 | [17 empty] | 0 | 0
6 | 1 | 12 | [17 empty] | 0 | 0
6 | 1 | 13 | [17 empty] | 0 | 0
6 | 1 | 14 | [17 empty] | 0 | 0
6 | 1 | 15 | [17 empty] | 0 | 0
6 | 1 | 16 | [17 empty] | 0 | 0
6 | 1 | 17 | [17 empty] | 0 | 0
6 | 1 | 18 | [17 empty] | 0 | 0
6 | 1 | 19 | [17 empty] | 0 | 0
6 | 1 | 20 | [17 empty] | 0 | 0
6 | 1 | 21 | [17 empty] | 0 | 0
6 | 1 | 22 | [17 empty] | 0 | 0
6 | 1 | 23 | [17 empty] | 0 | 0
6 | 1 | 24 | [17 empty] | 0 | 0
6 | 2 | 1 | [17 empty] | 0 | 0
6 | 2 | 2 | [17 empty] | 0 | 0
6 | 2 | 3 | [17 empty] | 0 | 0
6 | 2 | 4 | [17 empty] | 0 | 0
6 | 2 | 5 | [17 empty] | 0 | 0
6 | 2 | 6 | [17 empty] | 0 | 0
6 | 2 | 7 | [17 empty] | 0 | 0
6 | 2 | 8 | [17 empty] | 0 | 0
6 | 2 | 9 | [17 empty] | 0 | 0
6 | 2 | 10 | [17 empty] | 0 | 0
6 | 2 | 11 | [17 empty] | 0 | 0
6 | 2 | 12 | [17 empty] | 0 | 0
6 | 2 | 13 | [17 empty] | 0 | 0
6 | 2 | 14 | [17 empty] | 0 | 0
6 | 2 | 15 | [17 empty] | 0 | 0
6 | 2 | 16 | [17 empty] | 0 | 0
6 | 2 | 17 | [17 empty] | 0 | 0
6 | 2 | 18 | [17 empty] | 0 | 0
6 | 2 | 19 | [17 empty] | 0 | 0
6 | 2 | 20 | [17 empty] | 0 | 0
6 | 2 | 21 | [17 empty] | 0 | 0
6 | 2 | 22 | [17 empty] | 0 | 0
6 | 2 | 23 | [17 empty] | 0 | 0
6 | 2 | 24 | [17 empty] | 0 | 0
6 | 3 | 1 | [17 empty] | 0 | 0
6 | 3 | 2 | [17 empty] | 0 | 0
6 | 3 | 3 | [17 empty] | 0 | 0
6 | 3 | 4 | [17 empty] | 0 | 0
6 | 3 | 5 | [17 empty] | 0 | 0
6 | 3 | 6 | [17 empty] | 0 | 0
6 | 3 | 7 | [17 empty] | 0 | 0
6 | 3 | 8 | [17 empty] | 0 | 0
6 | 3 | 9 | [17 empty] | 0 | 0
6 | 3 | 10 | [17 empty] | 0 | 0
6 | 3 | 11 | [17 empty] | 0 | 0
6 | 3 | 12 | [17 empty] | 0 | 0
6 | 3 | 13 | [17 empty] | 0 | 0
6 | 3 | 14 | [17 empty] | 0 | 0
6 | 3 | 15 | [17 empty] | 0 | 0
6 | 3 | 16 | [17 empty] | 0 | 0
6 | 3 | 17 | [17 empty] | 0 | 0
6 | 3 | 18 | [17 empty] | 0 | 0
6 | 3 | 19 | [17 empty] | 0 | 0
6 | 3 | 20 | [17 empty] | 0 | 0
6 | 3 | 21 | [17 empty] | 0 | 0
6 | 3 | 22 | [17 empty] | 0 | 0
6 | 3 | 23 | [17 empty] | 0 | 0
6 | 3 | 24 | [17 empty] | 0 | 0
6 | 4 | 1 | [17 empty] | 0 | 0
6 | 4 | 2 | [17 empty] | 0 | 0
6 | 4 | 3 | [17 empty] | 0 | 0
6 | 4 | 4 | [17 empty] | 0 | 0
6 | 4 | 5 | [17 empty] | 0 | 0
6 | 4 | 6 | [17 empty] | 0 | 0
6 | 4 | 7 | [17 empty] | 0 | 0
6 | 4 | 8 | [17 empty] | 0 | 0
6 | 4 | 9 | [17 empty] | 0 | 0
6 | 4 | 10 | [17 empty] | 0 | 0
6 | 4 | 11 | [17 empty] | 0 | 0
6 | 4 | 12 | [17 empty] | 0 | 0
6 | 4 | 13 | [17 empty] | 0 | 0
6 | 4 | 14 | [17 empty] | 0 | 0
6 | 4 | 15 | [17 empty] | 0 | 0
6 | 4 | 16 | [17 empty] | 0 | 0
6 | 4 | 17 | [17 empty] | 0 | 0
6 | 4 | 18 | [17 empty] | 0 | 0
6 | 4 | 19 | [17 empty] | 0 | 0
6 | 4 | 20 | [17 empty] | 0 | 0
6 | 4 | 21 | [17 empty] | 0 | 0
6 | 4 | 22 | [17 empty] | 0 | 0
6 | 4 | 23 | [17 empty] | 0 | 0
6 | 4 | 24 | [17 empty] | 0 | 0
6 | 5 | 1 | [17 empty] | 0 | 0
6 | 5 | 2 | [17 empty] | 0 | 0
6 | 5 | 3 | [17 empty] | 0 | 0
6 | 5 | 4 | [17 empty] | 0 | 0
6 | 5 | 5 | [17 empty] | 0 | 0
6 | 5 | 6 | [17 empty] | 0 | 0
6 | 5 | 7 | [17 empty] | 0 | 0
6 | 5 | 8 | [17 empty] | 0 | 0
6 | 5 | 9 | [17 empty] | 0 | 0
6 | 5 | 10 | [17 empty] | 0 | 0
6 | 5 | 11 | [17 empty] | 0 | 0
6 | 5 | 12 | [17 empty] | 0 | 0
6 | 5 | 13 | [17 empty] | 0 | 0
6 | 5 | 14 | [17 empty] | 0 | 0
6 | 5 | 15 | [17 empty] | 0 | 0
6 | 5 | 16 | [17 empty] | 0 | 0
6 | 5 | 17 | [17 empty] | 0 | 0
6 | 5 | 18 | [17 empty] | 0 | 0
6 | 5 | 19 | [17 empty] | 0 | 0
6 | 5 | 20 | [17 empty] | 0 | 0
6 | 5 | 21 | [17 empty] | 0 | 0
6 | 5 | 22 | [17 empty] | 0 | 0
6 | 5 | 23 | [17 empty] | 0 | 0
6 | 5 | 24 | [17 empty] | 0 | 0
6 | 6 | 1 | [17 empty] | 0 | 0
6 | 6 | 2 | [17 empty] | 0 | 0
6 | 6 | 3 | [17 empty] | 0 | 0
6 | 6 | 4 | [17 empty] | 0 | 0
6 | 6 | 5 | [17 empty] | 0 | 0
6 | 6 | 6 | [17 empty] | 0 | 0
6 | 6 | 7 | [17 empty] | 0 | 0
6 | 6 | 8 | [17 empty] | 0 | 0
6 | 6 | 9 | [17 empty] | 0 | 0
6 | 6 | 10 | [17 empty] | 0 | 0
6 | 6 | 11 | [17 empty] | 0 | 0
6 | 6 | 12 | [17 empty] | 0 | 0
6 | 6 | 13 | [17 empty] | 0 | 0
6 | 6 | 14 | [17 empty] | 0 | 0
6 | 6 | 15 | [17 empty] | 0 | 0
6 | 6 | 16 | [17 empty] | 0 | 0
6 | 6 | 17 | [17 empty] | 0 | 0
6 | 6 | 18 | [17 empty] | 0 | 0
6 | 6 | 19 | [17 empty] | 0 | 0
6 | 6 | 20 | [17 empty] | 0 | 0
6 | 6 | 21 | [17 empty] | 0 | 0
6 | 6 | 22 | [17 empty] | 0 | 0
6 | 6 | 23 | [17 empty] | 0 | 0
6 | 6 | 24 | [17 empty] | 0 | 0
6 | 7 | 1 | [17 empty] | 0 | 0
6 | 7 | 2 | [17 empty] | 0 | 0
6 | 7 | 3 | [17 empty] | 0 | 0
6 | 7 | 4 | [17 empty] | 0 | 0
6 | 7 | 5 | [17 empty] | 0 | 0
6 | 7 | 6 | [17 empty] | 0 | 0
6 | 7 | 7 | [17 empty] | 0 | 0
6 | 7 | 8 | [17 empty] | 0 | 0
6 | 7 | 9 | [17 empty] | 0 | 0
6 | 7 | 10 | [17 empty] | 0 | 0
6 | 7 | 11 | [17 empty] | 0 | 0
6 | 7 | 12 | [17 empty] | 0 | 0
6 | 7 | 13 | [17 empty] | 0 | 0
6 | 7 | 14 | [17 empty] | 0 | 0
6 | 7 | 15 | [17 empty] | 0 | 0
6 | 7 | 16 | [17 empty] | 0 | 0
6 | 7 | 17 | [17 empty] | 0 | 0
6 | 7 | 18 | [17 empty] | 0 | 0
6 | 7 | 19 | [17 empty] | 0 | 0
6 | 7 | 20 | [17 empty] | 0 | 0
6 | 7 | 21 | [17 empty] | 0 | 0
6 | 7 | 22 | [17 empty] | 0 | 0
6 | 7 | 23 | [17 empty] | 0 | 0
6 | 7 | 24 | [17 empty] | 0 | 0
6 | 8 | 1 | [17 empty] | 0 | 0
6 | 8 | 2 | [17 empty] | 0 | 0
6 | 8 | 3 | [17 empty] | 0 | 0
6 | 8 | 4 | [17 empty] | 0 | 0
6 | 8 | 5 | [17 empty] | 0 | 0
6 | 8 | 6 | [17 empty] | 0 | 0
6 | 8 | 7 | [17 empty] | 0 | 0
6 | 8 | 8 | [17 empty] | 0 | 0
6 | 8 | 9 | [17 empty] | 0 | 0
6 | 8 | 10 | [17 empty] | 0 | 0
6 | 8 | 11 | [17 empty] | 0 | 0
6 | 8 | 12 | [17 empty] | 0 | 0
6 | 8 | 13 | [17 empty] | 0 | 0
6 | 8 | 14 | [17 empty] | 0 | 0
6 | 8 | 15 | [17 empty] | 0 | 0
6 | 8 | 16 | [17 empty] | 0 | 0
6 | 8 | 17 | [17 empty] | 0 | 0
6 | 8 | 18 | [17 empty] | 0 | 0
6 | 8 | 19 | [17 empty] | 0 | 0
6 | 8 | 20 | [17 empty] | 0 | 0
6 | 8 | 21 | [17 empty] | 0 | 0
6 | 8 | 22 | [17 empty] | 0 | 0
6 | 8 | 23 | [17 empty] | 0 | 0
6 | 8 | 24 | [17 empty] | 0 | 0
6 | 9 | 1 | [17 empty] | 0 | 0
6 | 9 | 2 | [17 empty] | 0 | 0
6 | 9 | 3 | [17 empty] | 0 | 0
6 | 9 | 4 | [17 empty] | 0 | 0
6 | 9 | 5 | [17 empty] | 0 | 0
6 | 9 | 6 | [17 empty] | 0 | 0
6 | 9 | 7 | [17 empty] | 0 | 0
6 | 9 | 8 | [17 empty] | 0 | 0
6 | 9 | 9 | [17 empty] | 0 | 0
6 | 9 | 10 | [17 empty] | 0 | 0
6 | 9 | 11 | [17 empty] | 0 | 0
6 | 9 | 12 | [17 empty] | 0 | 0
6 | 9 | 13 | [17 empty] | 0 | 0
6 | 9 | 14 | [17 empty] | 0 | 0
6 | 9 | 15 | [17 empty] | 0 | 0
6 | 9 | 16 | [17 empty] | 0 | 0
6 | 9 | 17 | [17 empty] | 0 | 0
6 | 9 | 18 | [17 empty] | 0 | 0
6 | 9 | 19 | [17 empty] | 0 | 0
6 | 9 | 20 | [17 empty] | 0 | 0
6 | 9 | 21 | [17 empty] | 0 | 0
6 | 9 | 22 | [17 empty] | 0 | 0
6 | 9 | 23 | [17 empty] | 0 | 0
6 | 9 | 24 | [17 empty] | 0 | 0
6 | 10 | 1 | [17 empty] | 0 | 0
6 | 10 | 2 | [17 empty] | 0 | 0
6 | 10 | 3 | [17 empty] | 0 | 0
6 | 10 | 4 | [17 empty] | 0 | 0
6 | 10 | 5 | [17 empty] | 0 | 0
6 | 10 | 6 | [17 empty] | 0 | 0
6 | 10 | 7 | [17 empty] | 0 | 0
6 | 10 | 8 | [17 empty] | 0 | 0
6 | 10 | 9 | [17 empty] | 0 | 0
6 | 10 | 10 | [17 empty] | 0 | 0
6 | 10 | 11 | [17 empty] | 0 | 0
6 | 10 | 12 | [17 empty] | 0 | 0
6 | 10 | 13 | [17 empty] | 0 | 0
6 | 10 | 14 | [17 empty] | 0 | 0
6 | 10 | 15 | [17 empty] | 0 | 0
6 | 10 | 16 | [17 empty] | 0 | 0
6 | 10 | 17 | [17 empty] | 0 | 0
6 | 10 | 18 | [17 empty] | 0 | 0
6 | 10 | 19 | [17 empty] | 0 | 0
6 | 10 | 20 | [17 empty] | 0 | 0
6 | 10 | 21 | [17 empty] | 0 | 0
6 | 10 | 22 | [17 empty] | 0 | 0
6 | 10 | 23 | [17 empty] | 0 | 0
6 | 10 | 24 | [17 empty] | 0 | 0
6 | 11 | 1 | [17 empty] | 0 | 0
6 | 11 | 2 | [17 empty] | 0 | 0
6 | 11 | 3 | [17 empty] | 0 | 0
6 | 11 | 4 | [17 empty] | 0 | 0
6 | 11 | 5 | [17 empty] | 0 | 0
6 | 11 | 6 | [17 empty] | 0 | 0
6 | 11 | 7 | [17 empty] | 0 | 0
6 | 11 | 8 | [17 empty] | 0 | 0
6 | 11 | 9 | [17 empty] | 0 | 0
6 | 11 | 10 | [17 empty] | 0 | 0
6 | 11 | 11 | [17 empty] | 0 | 0
6 | 11 | 12 | [17 empty] | 0 | 0
6 | 11 | 13 | [17 empty] | 0 | 0
6 | 11 | 14 | [17 empty] | 0 | 0
6 | 11 | 15 | [17 empty] | 0 | 0
6 | 11 | 16 | [17 empty] | 0 | 0
6 | 11 | 17 | [17 empty] | 0 | 0
6 | 11 | 18 | [17 empty] | 0 | 0
6 | 11 | 19 | [17 empty] | 0 | 0
6 | 11 | 20 | [17 empty] | 0 | 0
6 | 11 | 21 | [17 empty] | 0 | 0
6 | 11 | 22 | [17 empty] | 0 | 0
6 | 11 | 23 | [17 empty] | 0 | 0
6 | 11 | 24 | [17 empty] | 0 | 0
6 | 12 | 1 | [17 empty] | 0 | 0
6 | 12 | 2 | [17 empty] | 0 | 0
6 | 12 | 3 | [17 empty] | 0 | 0
6 | 12 | 4 | [17 empty] | 0 | 0
6 | 12 | 5 | [17 empty] | 0 | 0
6 | 12 | 6 | [17 empty] | 0 | 0
6 | 12 | 7 | [17 empty] | 0 | 0
6 | 12 | 8 | [17 empty] | 0 | 0
6 | 12 | 9 | [17 empty] | 0 | 0
6 | 12 | 10 | [17 empty] | 0 | 0
6 | 12 | 11 | [17 empty] | 0 | 0
6 | 12 | 12 | [17 empty] | 0 | 0
6 | 12 | 13 | [17 empty] | 0 | 0
6 | 12 | 14 | [17 empty] | 0 | 0
6 | 12 | 15 | [17 empty] | 0 | 0
6 | 12 | 16 | [17 empty] | 0 | 0
6 | 12 | 17 | [17 empty] | 0 | 0
6 | 12 | 18 | [17 empty] | 0 | 0
6 | 12 | 19 | [17 empty] | 0 | 0
6 | 12 | 20 | [17 empty] | 0 | 0
6 | 12 | 21 | [17 empty] | 0 | 0
6 | 12 | 22 | [17 empty] | 0 | 0
6 | 12 | 23 | [17 empty] | 0 | 0
6 | 12 | 24 | [17 empty] | 0 | 0
6 | 13 | 1 | [17 empty] | 0 | 0
6 | 13 | 2 | [17 empty] | 0 | 0
6 | 13 | 3 | [17 empty] | 0 | 0
6 | 13 | 4 | [17 empty] | 0 | 0
6 | 13 | 5 | [17 empty] | 0 | 0
6 | 13 | 6 | [17 empty] | 0 | 0
6 | 13 | 7 | [17 empty] | 0 | 0
6 | 13 | 8 | [17 empty] | 0 | 0
6 | 13 | 9 | [17 empty] | 0 | 0
6 | 13 | 10 | [17 empty] | 0 | 0
6 | 13 | 11 | [17 empty] | 0 | 0
6 | 13 | 12 | [17 empty] | 0 | 0
6 | 13 | 13 | [17 empty] | 0 | 0
6 | 13 | 14 | [17 empty] | 0 | 0
6 | 13 | 15 | [17 empty] | 0 | 0
6 | 13 | 16 | [17 empty] | 0 | 0
6 | 13 | 17 | [17 empty] | 0 | 0
6 | 13 | 18 | [17 empty] | 0 | 0
6 | 13 | 19 | [17 empty] | 0 | 0
6 | 13 | 20 | [17 empty] | 0 | 0
6 | 13 | 21 | [17 empty] | 0 | 0
6 | 13 | 22 | [17 empty] | 0 | 0
6 | 13 | 23 | [17 empty] | 0 | 0
6 | 13 | 24 | [17 empty] | 0 | 0
6 | 14 | 1 | [17 empty] | 0 | 0
6 | 14 | 2 | [17 empty] | 0 | 0
6 | 14 | 3 | [17 empty] | 0 | 0
6 | 14 | 4 | [17 empty] | 0 | 0
6 | 14 | 5 | [17 empty] | 0 | 0
6 | 14 | 6 | [17 empty] | 0 | 0
6 | 14 | 7 | [17 empty] | 0 | 0
6 | 14 | 8 | [17 empty] | 0 | 0
6 | 14 | 9 | [17 empty] | 0 | 0
6 | 14 | 10 | [17 empty] | 0 | 0
6 | 14 | 11 | [17 empty] | 0 | 0
6 | 14 | 12 | [17 empty] | 0 | 0
6 | 14 | 13 | [17 empty] | 0 | 0
6 | 14 | 14 | [17 empty] | 0 | 0
6 | 14 | 15 | [17 empty] | 0 | 0
6 | 14 | 16 | [17 empty] | 0 | 0
6 | 14 | 17 | [17 empty] | 0 | 0
6 | 14 | 18 | [17 empty] | 0 | 0
6 | 14 | 19 | [17 empty] | 0 | 0
6 | 14 | 20 | [17 empty] | 0 | 0
6 | 14 | 21 | [17 empty] | 0 | 0
6 | 14 | 22 | [17 empty] | 0 | 0
6 | 14 | 23 | [17 empty] | 0 | 0
6 | 14 | 24 | [17 empty] | 0 | 0
6 | 15 | 1 | [17 empty] | 0 | 0
6 | 15 | 2 | [17 empty] | 0 | 0
6 | 15 | 3 | [17 empty] | 0 | 0
6 | 15 | 4 | [17 empty] | 0 | 0
6 | 15 | 5 | [17 empty] | 0 | 0
6 | 15 | 6 | [17 empty] | 0 | 0
6 | 15 | 7 | [17 empty] | 0 | 0
6 | 15 | 8 | [17 empty] | 0 | 0
6 | 15 | 9 | [17 empty] | 0 | 0
6 | 15 | 10 | [17 empty] | 0 | 0
6 | 15 | 11 | [17 empty] | 0 | 0
6 | 15 | 12 | [17 empty] | 0 | 0
6 | 15 | 13 | [17 empty] | 0 | 0
6 | 15 | 14 | [17 empty] | 0 | 0
6 | 15 | 15 | [17 empty] | 0 | 0
6 | 15 | 16 | [17 empty] | 0 | 0
6 | 15 | 17 | [17 empty] | 0 | 0
6 | 15 | 18 | [17 empty] | 0 | 0
6 | 15 | 19 | [17 empty] | 0 | 0
6 | 15 | 20 | [17 empty] | 0 | 0
6 | 15 | 21 | [17 empty] | 0 | 0
6 | 15 | 22 | [17 empty] | 0 | 0
6 | 15 | 23 | [17 empty] | 0 | 0
6 | 15 | 24 | [17 empty] | 0 | 0
6 | 16 | 1 | [17 empty] | 0 | 0
6 | 16 | 2 | [17 empty] | 0 | 0
6 | 16 | 3 | [17 empty] | 0 | 0
6 | 16 | 4 | [17 empty] | 0 | 0
6 | 16 | 5 | [17 empty] | 0 | 0
6 | 16 | 6 | [17 empty] | 0 | 0
6 | 16 | 7 | [17 empty] | 0 | 0
6 | 16 | 8 | [17 empty] | 0 | 0
6 | 16 | 9 | [17 empty] | 0 | 0
6 | 16 | 10 | [17 empty] | 0 | 0
6 | 16 | 11 | [17 empty] | 0 | 0
6 | 16 | 12 | [17 empty] | 0 | 0
6 | 16 | 13 | [17 empty] | 0 | 0
6 | 16 | 14 | [17 empty] | 0 | 0
6 | 16 | 15 | [17 empty] | 0 | 0
6 | 16 | 16 | [17 empty] | 0 | 0
6 | 16 | 17 | [17 empty] | 0 | 0
6 | 16 | 18 | [17 empty] | 0 | 0
6 | 16 | 19 | [17 empty] | 0 | 0
6 | 16 | 20 | [17 empty] | 0 | 0
6 | 16 | 21 | [17 empty] | 0 | 0
6 | 16 | 22 | [17 empty] | 0 | 0
6 | 16 | 23 | [17 empty] | 0 | 0
6 | 16 | 24 | [17 empty] | 0 | 0
6 | 17 | 1 | [17 empty] | 0 | 0
6 | 17 | 2 | [17 empty] | 0 | 0
6 | 17 | 3 | [17 empty] | 0 | 0
6 | 17 | 4 | [17 empty] | 0 | 0
6 | 17 | 5 | [17 empty] | 0 | 0
6 | 17 | 6 | [17 empty] | 0 | 0
6 | 17 | 7 | [17 empty] | 0 | 0
6 | 17 | 8 | [17 empty] | 0 | 0
6 | 17 | 9 | [17 empty] | 0 | 0
6 | 17 | 10 | [17 empty] | 0 | 0
6 | 17 | 11 | [17 empty] | 0 | 0
6 | 17 | 12 | [17 empty] | 0 | 0
6 | 17 | 13 | [17 empty] | 0 | 0
6 | 17 | 14 | [17 empty] | 0 | 0
6 | 17 | 15 | [17 empty] | 0 | 0
6 | 17 | 16 | [17 empty] | 0 | 0
6 | 17 | 17 | [17 empty] | 0 | 0
6 | 17 | 18 | [17 empty] | 0 | 0
6 | 17 | 19 | [17 empty] | 0 | 0
6 | 17 | 20 | [17 empty] | 0 | 0
6 | 17 | 21 | [17 empty] | 0 | 0
6 | 17 | 22 | [17 empty] | 0 | 0
6 | 17 | 23 | [17 empty] | 0 | 0
6 | 17 | 24 | [17 empty] | 0 | 0
6 | 18 | 1 | [17 empty] | 0 | 0
6 | 18 | 2 | [17 empty] | 0 | 0
6 | 18 | 3 | [17 empty] | 0 | 0
6 | 18 | 4 | [17 empty] | 0 | 0
6 | 18 | 5 | [17 empty] | 0 | 0
6 | 18 | 6 | [17 empty] | 0 | 0
6 | 18 | 7 | [17 empty] | 0 | 0
6 | 18 | 8 | [17 empty] | 0 | 0
6 | 18 | 9 | [17 empty] | 0 | 0
6 | 18 | 10 | [17 empty] | 0 | 0
6 | 18 | 11 | [17 empty] | 0 | 0
6 | 18 | 12 | [17 empty] | 0 | 0
6 | 18 | 13 | [17 empty] | 0 | 0
6 | 18 | 14 | [17 empty] | 0 | 0
6 | 18 | 15 | [17 empty] | 0 | 0
6 | 18 | 16 | [17 empty] | 0 | 0
6 | 18 | 17 | [17 empty] | 0 | 0
6 | 18 | 18 | [17 empty] | 0 | 0
6 | 18 | 19 | [17 empty] | 0 | 0
6 | 18 | 20 | [17 empty] | 0 | 0
6 | 18 | 21 | [17 empty] | 0 | 0
6 | 18 | 22 | [17 empty] | 0 | 0
6 | 18 | 23 | [17 empty] | 0 | 0
6 | 18 | 24 | [17 empty] | 0 | 0
6 | 19 | 1 | [17 empty] | 0 | 0
6 | 19 | 2 | [17 empty] | 0 | 0
6 | 19 | 3 | [17 empty] | 0 | 0
6 | 19 | 4 | [17 empty] | 0 | 0
6 | 19 | 5 | [17 empty] | 0 | 0
6 | 19 | 6 | [17 empty] | 0 | 0
6 | 19 | 7 | [17 empty] | 0 | 0
6 | 19 | 8 | [17 empty] | 0 | 0
6 | 19 | 9 | [17 empty] | 0 | 0
6 | 19 | 10 | [17 empty] | 0 | 0
6 | 19 | 11 | [17 empty] | 0 | 0
6 | 19 | 12 | [17 empty] | 0 | 0
6 | 19 | 13 | [17 empty] | 0 | 0
6 | 19 | 14 | [17 empty] | 0 | 0
6 | 19 | 15 | [17 empty] | 0 | 0
6 | 19 | 16 | [17 empty] | 0 | 0
6 | 19 | 17 | [17 empty] | 0 | 0
6 | 19 | 18 | [17 empty] | 0 | 0
6 | 19 | 19 | [17 empty] | 0 | 0
6 | 19 | 20 | [17 empty] | 0 | 0
6 | 19 | 21 | [17 empty] | 0 | 0
6 | 19 | 22 | [17 empty] | 0 | 0
6 | 19 | 23 | [17 empty] | 0 | 0
6 | 19 | 24 | [17 empty] | 0 | 0
6 | 20 | 1 | [17 empty] | 0 | 0
6 | 20 | 2 | [17 empty] | 0 | 0
6 | 20 | 3 | [17 empty] | 0 | 0
6 | 20 | 4 | [17 empty] | 0 | 0
6 | 20 | 5 | [17 empty] | 0 | 0
6 | 20 | 6 | [17 empty] | 0 | 0
6 | 20 | 7 | [17 empty] | 0 | 0
6 | 20 | 8 | [17 empty] | 0 | 0
6 | 20 | 9 | [17 empty] | 0 | 0
6 | 20 | 10 | [17 empty] | 0 | 0
6 | 20 | 11 | [17 empty] | 0 | 0
6 | 20 | 12 | [17 empty] | 0 | 0
6 | 20 | 13 | [17 empty] | 0 | 0
6 | 20 | 14 | [17 empty] | 0 | 0
6 | 20 | 15 | [17 empty] | 0 | 0
6 | 20 | 16 | [17 empty] | 0 | 0
6 | 20 | 17 | [17 empty] | 0 | 0
6 | 20 | 18 | [17 empty] | 0 | 0
6 | 20 | 19 | [17 empty] | 0 | 0
6 | 20 | 20 | [17 empty] | 0 | 0
6 | 20 | 21 | [17 empty] | 0 | 0
6 | 20 | 22 | [17 empty] | 0 | 0
6 | 20 | 23 | [17 empty] | 0 | 0
6 | 20 | 24 | [17 empty] | 0 | 0
6 | 21 | 1 | [17 empty] | 0 | 0
6 | 21 | 2 | [17 empty] | 0 | 0
6 | 21 | 3 | [17 empty] | 0 | 0
6 | 21 | 4 | [17 empty] | 0 | 0
6 | 21 | 5 | [17 empty] | 0 | 0
6 | 21 | 6 | [17 empty] | 0 | 0
6 | 21 | 7 | [17 empty] | 0 | 0
6 | 21 | 8 | [17 empty] | 0 | 0
6 | 21 | 9 | [17 empty] | 0 | 0
6 | 21 | 10 | [17 empty] | 0 | 0
6 | 21 | 11 | [17 empty] | 0 | 0
6 | 21 | 12 | [17 empty] | 0 | 0
6 | 21 | 13 | [17 empty] | 0 | 0
6 | 21 | 14 | [17 empty] | 0 | 0
6 | 21 | 15 | [17 empty] | 0 | 0
6 | 21 | 16 | [17 empty] | 0 | 0
6 | 21 | 17 | [17 empty] | 0 | 0
6 | 21 | 18 | [17 empty] | 0 | 0
6 | 21 | 19 | [17 empty] | 0 | 0
6 | 21 | 20 | [17 empty] | 0 | 0
6 | 21 | 21 | [17 empty] | 0 | 0
6 | 21 | 22 | [17 empty] | 0 | 0
6 | 21 | 23 | [17 empty] | 0 | 0
6 | 21 | 24 | [17 empty] | 0 | 0
6 | 22 | 1 | [17 empty] | 0 | 0
6 | 22 | 2 | [17 empty] | 0 | 0
6 | 22 | 3 | [17 empty] | 0 | 0
6 | 22 | 4 | [17 empty] | 0 | 0
6 | 22 | 5 | [17 empty] | 0 | 0
6 | 22 | 6 | [17 empty] | 0 | 0
6 | 22 | 7 | [17 empty] | 0 | 0
6 | 22 | 8 | [17 empty] | 0 | 0
6 | 22 | 9 | [17 empty] | 0 | 0
6 | 22 | 10 | [17 empty] | 0 | 0
6 | 22 | 11 | [17 empty] | 0 | 0
6 | 22 | 12 | [17 empty] | 0 | 0
6 | 22 | 13 | [17 empty] | 0 | 0
6 | 22 | 14 | [17 empty] | 0 | 0
6 | 22 | 15 | [17 empty] | 0 | 0
6 | 22 | 16 | [17 empty] | 0 | 0
6 | 22 | 17 | [17 empty] | 0 | 0
6 | 22 | 18 | [17 empty] | 0 | 0
6 | 22 | 19 | [17 empty] | 0 | 0
6 | 22 | 20 | [17 empty] | 0 | 0
6 | 22 | 21 | [17 empty] | 0 | 0
6 | 22 | 22 | [17 empty] | 0 | 0
6 | 22 | 23 | [17 empty] | 0 | 0
6 | 22 | 24 | [17 empty] | 0 | 0
6 | 23 | 1 | [17 empty] | 0 | 0
6 | 23 | 2 | [17 empty] | 0 | 0
6 | 23 | 3 | [17 empty] | 0 | 0
6 | 23 | 4 | [17 empty] | 0 | 0
6 | 23 | 5 | [17 empty] | 0 | 0
6 | 23 | 6 | [17 empty] | 0 | 0
6 | 23 | 7 | [17 empty] | 0 | 0
6 | 23 | 8 | [17 empty] | 0 | 0
6 | 23 | 9 | [17 empty] | 0 | 0
6 | 23 | 10 | [17 empty] | 0 | 0
6 | 23 | 11 | [17 empty] | 0 | 0
6 | 23 | 12 | [17 empty] | 0 | 0
6 | 23 | 13 | [17 empty] | 0 | 0
6 | 23 | 14 | [17 empty] | 0 | 0
6 | 23 | 15 | [17 empty] | 0 | 0
6 | 23 | 16 | [17 empty] | 0 | 0
6 | 23 | 17 | [17 empty] | 0 | 0
6 | 23 | 18 | [17 empty] | 0 | 0
6 | 23 | 19 | [17 empty] | 0 | 0
6 | 23 | 20 | [17 empty] | 0 | 0
6 | 23 | 21 | [17 empty] | 0 | 0
6 | 23 | 22 | [17 empty] | 0 | 0
6 | 23 | 23 | [17 empty] | 0 | 0
6 | 23 | 24 | [17 empty] | 0 | 0
6 | 24 | 1 | [17 empty] | 0 | 0
6 | 24 | 2 | [17 empty] | 0 | 0
6 | 24 | 3 | [17 empty] | 0 | 0
6 | 24 | 4 | [17 empty] | 0 | 0
6 | 24 | 5 | [17 empty] | 0 | 0
6 | 24 | 6 | [17 empty] | 0 | 0
6 | 24 | 7 | [17 empty] | 0 | 0
6 | 24 | 8 | [17 empty] | 0 | 0
6 | 24 | 9 | [17 empty] | 0 | 0
6 | 24 | 10 | [17 empty] | 0 | 0
6 | 24 | 11 | [17 empty] | 0 | 0
6 | 24 | 12 | [17 empty] | 0 | 0
6 | 24 | 13 | [17 empty] | 0 | 0
6 | 24 | 14 | [17 empty] | 0 | 0
6 | 24 | 15 | [17 empty] | 0 | 0
6 | 24 | 16 | [17 empty] | 0 | 0
6 | 24 | 17 | [17 empty] | 0 | 0
6 | 24 | 18 | [17 empty] | 0 | 0
6 | 24 | 19 | [17 empty] | 0 | 0
6 | 24 | 20 | [17 empty] | 0 | 0
6 | 24 | 21 | [17 empty] | 0 | 0
6 | 24 | 22 | [17 empty] | 0 | 0
6 | 24 | 23 | [17 empty] | 0 | 0
6 | 24 | 24 | [17 empty] | 0 | 0
6 | 25 | 1 | [17 empty] | 0 | 0
6 | 25 | 2 | [17 empty] | 0 | 0
6 | 25 | 3 | [17 empty] | 0 | 0
6 | 25 | 4 | [17 empty] | 0 | 0
6 | 25 | 5 | [17 empty] | 0 | 0
6 | 25 | 6 | [17 empty] | 0 | 0
6 | 25 | 7 | [17 empty] | 0 | 0
6 | 25 | 8 | [17 empty] | 0 | 0
6 | 25 | 9 | [17 empty] | 0 | 0
6 | 25 | 10 | [17 empty] | 0 | 0
6 | 25 | 11 | [17 empty] | 0 | 0
6 | 25 | 12 | [17 empty] | 0 | 0
6 | 25 | 13 | [17 empty] | 0 | 0
6 | 25 | 14 | [17 empty] | 0 | 0
6 | 25 | 15 | [17 empty] | 0 | 0
6 | 25 | 16 | [17 empty] | 0 | 0
6 | 25 | 17 | [17 empty] | 0 | 0
6 | 25 | 18 | [17 empty] | 0 | 0
6 | 25 | 19 | [17 empty] | 0 | 0
6 | 25 | 20 | [17 empty] | 0 | 0
6 | 25 | 21 | [17 empty] | 0 | 0
6 | 25 | 22 | [17 empty] | 0 | 0
6 | 25 | 23 | [17 empty] | 0 | 0
6 | 25 | 24 | [17 empty] | 0 | 0
6 | 26 | 1 | [17 empty] | 0 | 0
6 | 26 | 2 | [17 empty] | 0 | 0
6 | 26 | 3 | [17 empty] | 0 | 0
6 | 26 | 4 | [17 empty] | 0 | 0
6 | 26 | 5 | [17 empty] | 0 | 0
6 | 26 | 6 | [17 empty] | 0 | 0
6 | 26 | 7 | [17 empty] | 0 | 0
6 | 26 | 8 | [17 empty] | 0 | 0
6 | 26 | 9 | [17 empty] | 0 | 0
6 | 26 | 10 | [17 empty] | 0 | 0
6 | 26 | 11 | [17 empty] | 0 | 0
6 | 26 | 12 | [17 empty] | 0 | 0
6 | 26 | 13 | [17 empty] | 0 | 0
6 | 26 | 14 | [17 empty] | 0 | 0
6 | 26 | 15 | [17 empty] | 0 | 0
6 | 26 | 16 | [17 empty] | 0 | 0
6 | 26 | 17 | [17 empty] | 0 | 0
6 | 26 | 18 | [17 empty] | 0 | 0
6 | 26 | 19 | [17 empty] | 0 | 0
6 | 26 | 20 | [17 empty] | 0 | 0
6 | 26 | 21 | [17 empty] | 0 | 0
6 | 26 | 22 | [17 empty] | 0 | 0
6 | 26 | 23 | [17 empty] | 0 | 0
6 | 26 | 24 | [17 empty] | 0 | 0
6 | 27 | 1 | [17 empty] | 0 | 0
6 | 27 | 2 | [17 empty] | 0 | 0
6 | 27 | 3 | [17 empty] | 0 | 0
6 | 27 | 4 | [17 empty] | 0 | 0
6 | 27 | 5 | [17 empty] | 0 | 0
6 | 27 | 6 | [17 empty] | 0 | 0
6 | 27 | 7 | [17 empty] | 0 | 0
6 | 27 | 8 | [17 empty] | 0 | 0
6 | 27 | 9 | [17 empty] | 0 | 0
6 | 27 | 10 | [17 empty] | 0 | 0
6 | 27 | 11 | [17 empty] | 0 | 0
6 | 27 | 12 | [17 empty] | 0 | 0
6 | 27 | 13 | [17 empty] | 0 | 0
6 | 27 | 14 | [17 empty] | 0 | 0
6 | 27 | 15 | [17 empty] | 0 | 0
6 | 27 | 16 | [17 empty] | 0 | 0
6 | 27 | 17 | [17 empty] | 0 | 0
6 | 27 | 18 | [17 empty] | 0 | 0
6 | 27 | 19 | [17 empty] | 0 | 0
6 | 27 | 20 | [17 empty] | 0 | 0
6 | 27 | 21 | [17 empty] | 0 | 0
6 | 27 | 22 | [17 empty] | 0 | 0
6 | 27 | 23 | [17 empty] | 0 | 0
6 | 27 | 24 | [17 empty] | 0 | 0
6 | 28 | 1 | [17 empty] | 0 | 0
6 | 28 | 2 | [17 empty] | 0 | 0
6 | 28 | 3 | [17 empty] | 0 | 0
6 | 28 | 4 | [17 empty] | 0 | 0
6 | 28 | 5 | [17 empty] | 0 | 0
6 | 28 | 6 | [17 empty] | 0 | 0
6 | 28 | 7 | [17 empty] | 0 | 0
6 | 28 | 8 | [17 empty] | 0 | 0
6 | 28 | 9 | [17 empty] | 0 | 0
6 | 28 | 10 | [17 empty] | 0 | 0
6 | 28 | 11 | [17 empty] | 0 | 0
6 | 28 | 12 | [17 empty] | 0 | 0
6 | 28 | 13 | [17 empty] | 0 | 0
6 | 28 | 14 | [17 empty] | 0 | 0
6 | 28 | 15 | [17 empty] | 0 | 0
6 | 28 | 16 | [17 empty] | 0 | 0
6 | 28 | 17 | [17 empty] | 0 | 0
6 | 28 | 18 | [17 empty] | 0 | 0
6 | 28 | 19 | [17 empty] | 0 | 0
6 | 28 | 20 | [17 empty] | 0 | 0
6 | 28 | 21 | [17 empty] | 0 | 0
6 | 28 | 22 | [17 empty] | 0 | 0
6 | 28 | 23 | [17 empty] | 0 | 0
6 | 28 | 24 | [17 empty] | 0 | 0
6 | 29 | 1 | [17 empty] | 0 | 0
6 | 29 | 2 | [17 empty] | 0 | 0
6 | 29 | 3 | [17 empty] | 0 | 0
6 | 29 | 4 | [17 empty] | 0 | 0
6 | 29 | 5 | [17 empty] | 0 | 0
6 | 29 | 6 | [17 empty] | 0 | 0
6 | 29 | 7 | [17 empty] | 0 | 0
6 | 29 | 8 | [17 empty] | 0 | 0
6 | 29 | 9 | [17 empty] | 0 | 0
6 | 29 | 10 | [17 empty] | 0 | 0
6 | 29 | 11 | [17 empty] | 0 | 0
6 | 29 | 12 | [17 empty] | 0 | 0
6 | 29 | 13 | [17 empty] | 0 | 0
6 | 29 | 14 | [17 empty] | 0 | 0
6 | 29 | 15 | [17 empty] | 0 | 0
6 | 29 | 16 | [17 empty] | 0 | 0
6 | 29 | 17 | [17 empty] | 0 | 0
6 | 29 | 18 | [17 empty] | 0 | 0
6 | 29 | 19 | [17 empty] | 0 | 0
6 | 29 | 20 | [17 empty] | 0 | 0
6 | 29 | 21 | [17 empty] | 0 | 0
6 | 29 | 22 | [17 empty] | 0 | 0
6 | 29 | 23 | [17 empty] | 0 | 0
6 | 29 | 24 | [17 empty] | 0 | 0
6 | 30 | 1 | [17 empty] | 0 | 0
6 | 30 | 2 | [17 empty] | 0 | 0
6 | 30 | 3 | [17 empty] | 0 | 0
6 | 30 | 4 | [17 empty] | 0 | 0
6 | 30 | 5 | [17 empty] | 0 | 0
6 | 30 | 6 | [17 empty] | 0 | 0
6 | 30 | 7 | [17 empty] | 0 | 0
6 | 30 | 8 | [17 empty] | 0 | 0
6 | 30 | 9 | [17 empty] | 0 | 0
6 | 30 | 10 | [17 empty] | 0 | 0
6 | 30 | 11 | [17 empty] | 0 | 0
6 | 30 | 12 | [17 empty] | 0 | 0
6 | 30 | 13 | [17 empty] | 0 | 0
6 | 30 | 14 | [17 empty] | 0 | 0
6 | 30 | 15 | [17 empty] | 0 | 0
6 | 30 | 16 | [17 empty] | 0 | 0
6 | 30 | 17 | [17 empty] | 0 | 0
6 | 30 | 18 | [17 empty] | 0 | 0
6 | 30 | 19 | [17 empty] | 0 | 0
6 | 30 | 20 | [17 empty] | 0 | 0
6 | 30 | 21 | [17 empty] | 0 | 0
6 | 30 | 22 | [17 empty] | 0 | 0
6 | 30 | 23 | [17 empty] | 0 | 0
6 | 30 | 24 | [17 empty] | 0 | 0
7 | 1 | 1 | [17 empty] | 0 | 0
7 | 1 | 2 | [17 empty] | 0 | 0
7 | 1 | 3 | [17 empty] | 0 | 0
7 | 1 | 4 | [17 empty] | 0 | 0
7 | 1 | 5 | [17 empty] | 0 | 0
7 | 1 | 6 | [17 empty] | 0 | 0
7 | 1 | 7 | [17 empty] | 0 | 0
7 | 1 | 8 | [17 empty] | 0 | 0
7 | 1 | 9 | [17 empty] | 0 | 0
7 | 1 | 10 | [17 empty] | 0 | 0
7 | 1 | 11 | [17 empty] | 0 | 0
7 | 1 | 12 | [17 empty] | 0 | 0
7 | 1 | 13 | [17 empty] | 0 | 0
7 | 1 | 14 | [17 empty] | 0 | 0
7 | 1 | 15 | [17 empty] | 0 | 0
7 | 1 | 16 | [17 empty] | 0 | 0
7 | 1 | 17 | [17 empty] | 0 | 0
7 | 1 | 18 | [17 empty] | 0 | 0
7 | 1 | 19 | [17 empty] | 0 | 0
7 | 1 | 20 | [17 empty] | 0 | 0
7 | 1 | 21 | [17 empty] | 0 | 0
7 | 1 | 22 | [17 empty] | 0 | 0
7 | 1 | 23 | [17 empty] | 0 | 0
7 | 1 | 24 | [17 empty] | 0 | 0
7 | 2 | 1 | [17 empty] | 0 | 0
7 | 2 | 2 | [17 empty] | 0 | 0
7 | 2 | 3 | [17 empty] | 0 | 0
7 | 2 | 4 | [17 empty] | 0 | 0
7 | 2 | 5 | [17 empty] | 0 | 0
7 | 2 | 6 | [17 empty] | 0 | 0
7 | 2 | 7 | [17 empty] | 0 | 0
7 | 2 | 8 | [17 empty] | 0 | 0
7 | 2 | 9 | [17 empty] | 0 | 0
7 | 2 | 10 | [17 empty] | 0 | 0
7 | 2 | 11 | [17 empty] | 0 | 0
7 | 2 | 12 | [17 empty] | 0 | 0
7 | 2 | 13 | [17 empty] | 0 | 0
7 | 2 | 14 | [17 empty] | 0 | 0
7 | 2 | 15 | [17 empty] | 0 | 0
7 | 2 | 16 | [17 empty] | 0 | 0
7 | 2 | 17 | [17 empty] | 0 | 0
7 | 2 | 18 | [17 empty] | 0 | 0
7 | 2 | 19 | [17 empty] | 0 | 0
7 | 2 | 20 | [17 empty] | 0 | 0
7 | 2 | 21 | [17 empty] | 0 | 0
7 | 2 | 22 | [17 empty] | 0 | 0
7 | 2 | 23 | [17 empty] | 0 | 0
7 | 2 | 24 | [17 empty] | 0 | 0
7 | 3 | 1 | [17 empty] | 0 | 0
7 | 3 | 2 | [17 empty] | 0 | 0
7 | 3 | 3 | [17 empty] | 0 | 0
7 | 3 | 4 | [17 empty] | 0 | 0
7 | 3 | 5 | [17 empty] | 0 | 0
7 | 3 | 6 | [17 empty] | 0 | 0
7 | 3 | 7 | [17 empty] | 0 | 0
7 | 3 | 8 | [17 empty] | 0 | 0
7 | 3 | 9 | [17 empty] | 0 | 0
7 | 3 | 10 | [17 empty] | 0 | 0
7 | 3 | 11 | [17 empty] | 0 | 0
7 | 3 | 12 | [17 empty] | 0 | 0
7 | 3 | 13 | [17 empty] | 0 | 0
7 | 3 | 14 | [17 empty] | 0 | 0
7 | 3 | 15 | [17 empty] | 0 | 0
7 | 3 | 16 | [17 empty] | 0 | 0
7 | 3 | 17 | [17 empty] | 0 | 0
7 | 3 | 18 | [17 empty] | 0 | 0
7 | 3 | 19 | [17 empty] | 0 | 0
7 | 3 | 20 | [17 empty] | 0 | 0
7 | 3 | 21 | [17 empty] | 0 | 0
7 | 3 | 22 | [17 empty] | 0 | 0
7 | 3 | 23 | [17 empty] | 0 | 0
7 | 3 | 24 | [17 empty] | 0 | 0
7 | 4 | 1 | [17 empty] | 0 | 0
7 | 4 | 2 | [17 empty] | 0 | 0
7 | 4 | 3 | [17 empty] | 0 | 0
7 | 4 | 4 | [17 empty] | 0 | 0
7 | 4 | 5 | [17 empty] | 0 | 0
7 | 4 | 6 | [17 empty] | 0 | 0
7 | 4 | 7 | [17 empty] | 0 | 0
7 | 4 | 8 | [17 empty] | 0 | 0
7 | 4 | 9 | [17 empty] | 0 | 0
7 | 4 | 10 | [17 empty] | 0 | 0
7 | 4 | 11 | [17 empty] | 0 | 0
7 | 4 | 12 | [17 empty] | 0 | 0
7 | 4 | 13 | [17 empty] | 0 | 0
7 | 4 | 14 | [17 empty] | 0 | 0
7 | 4 | 15 | [17 empty] | 0 | 0
7 | 4 | 16 | [17 empty] | 0 | 0
7 | 4 | 17 | [17 empty] | 0 | 0
7 | 4 | 18 | [17 empty] | 0 | 0
7 | 4 | 19 | [17 empty] | 0 | 0
7 | 4 | 20 | [17 empty] | 0 | 0
7 | 4 | 21 | [17 empty] | 0 | 0
7 | 4 | 22 | [17 empty] | 0 | 0
7 | 4 | 23 | [17 empty] | 0 | 0
7 | 4 | 24 | [17 empty] | 0 | 0
7 | 5 | 1 | [17 empty] | 0 | 0
7 | 5 | 2 | [17 empty] | 0 | 0
7 | 5 | 3 | [17 empty] | 0 | 0
7 | 5 | 4 | [17 empty] | 0 | 0
7 | 5 | 5 | [17 empty] | 0 | 0
7 | 5 | 6 | [17 empty] | 0 | 0
7 | 5 | 7 | [17 empty] | 0 | 0
7 | 5 | 8 | [17 empty] | 0 | 0
7 | 5 | 9 | [17 empty] | 0 | 0
7 | 5 | 10 | [17 empty] | 0 | 0
7 | 5 | 11 | [17 empty] | 0 | 0
7 | 5 | 12 | [17 empty] | 0 | 0
7 | 5 | 13 | [17 empty] | 0 | 0
7 | 5 | 14 | [17 empty] | 0 | 0
7 | 5 | 15 | [17 empty] | 0 | 0
7 | 5 | 16 | [17 empty] | 0 | 0
7 | 5 | 17 | [17 empty] | 0 | 0
7 | 5 | 18 | [17 empty] | 0 | 0
7 | 5 | 19 | [17 empty] | 0 | 0
7 | 5 | 20 | [17 empty] | 0 | 0
7 | 5 | 21 | [17 empty] | 0 | 0
7 | 5 | 22 | [17 empty] | 0 | 0
7 | 5 | 23 | [17 empty] | 0 | 0
7 | 5 | 24 | [17 empty] | 0 | 0
7 | 6 | 1 | [17 empty] | 0 | 0
7 | 6 | 2 | [17 empty] | 0 | 0
7 | 6 | 3 | [17 empty] | 0 | 0
7 | 6 | 4 | [17 empty] | 0 | 0
7 | 6 | 5 | [17 empty] | 0 | 0
7 | 6 | 6 | [17 empty] | 0 | 0
7 | 6 | 7 | [17 empty] | 0 | 0
7 | 6 | 8 | [17 empty] | 0 | 0
7 | 6 | 9 | [17 empty] | 0 | 0
7 | 6 | 10 | [17 empty] | 0 | 0
7 | 6 | 11 | [17 empty] | 0 | 0
7 | 6 | 12 | [17 empty] | 0 | 0
7 | 6 | 13 | [17 empty] | 0 | 0
7 | 6 | 14 | [17 empty] | 0 | 0
7 | 6 | 15 | [17 empty] | 0 | 0
7 | 6 | 16 | [17 empty] | 0 | 0
7 | 6 | 17 | [17 empty] | 0 | 0
7 | 6 | 18 | [17 empty] | 0 | 0
7 | 6 | 19 | [17 empty] | 0 | 0
7 | 6 | 20 | [17 empty] | 0 | 0
7 | 6 | 21 | [17 empty] | 0 | 0
7 | 6 | 22 | [17 empty] | 0 | 0
7 | 6 | 23 | [17 empty] | 0 | 0
7 | 6 | 24 | [17 empty] | 0 | 0
7 | 7 | 1 | [17 empty] | 0 | 0
7 | 7 | 2 | [17 empty] | 0 | 0
7 | 7 | 3 | [17 empty] | 0 | 0
7 | 7 | 4 | [17 empty] | 0 | 0
7 | 7 | 5 | [17 empty] | 0 | 0
7 | 7 | 6 | [17 empty] | 0 | 0
7 | 7 | 7 | [17 empty] | 0 | 0
7 | 7 | 8 | [17 empty] | 0 | 0
7 | 7 | 9 | [17 empty] | 0 | 0
7 | 7 | 10 | [17 empty] | 0 | 0
7 | 7 | 11 | [17 empty] | 0 | 0
7 | 7 | 12 | [17 empty] | 0 | 0
7 | 7 | 13 | [17 empty] | 0 | 0
7 | 7 | 14 | [17 empty] | 0 | 0
7 | 7 | 15 | [17 empty] | 0 | 0
7 | 7 | 16 | [17 empty] | 0 | 0
7 | 7 | 17 | [17 empty] | 0 | 0
7 | 7 | 18 | [17 empty] | 0 | 0
7 | 7 | 19 | [17 empty] | 0 | 0
7 | 7 | 20 | [17 empty] | 0 | 0
7 | 7 | 21 | [17 empty] | 0 | 0
7 | 7 | 22 | [17 empty] | 0 | 0
7 | 7 | 23 | [17 empty] | 0 | 0
7 | 7 | 24 | [17 empty] | 0 | 0
7 | 8 | 1 | [17 empty] | 0 | 0
7 | 8 | 2 | [17 empty] | 0 | 0
7 | 8 | 3 | [17 empty] | 0 | 0
7 | 8 | 4 | [17 empty] | 0 | 0
7 | 8 | 5 | [17 empty] | 0 | 0
7 | 8 | 6 | [17 empty] | 0 | 0
7 | 8 | 7 | [17 empty] | 0 | 0
7 | 8 | 8 | [17 empty] | 0 | 0
7 | 8 | 9 | [17 empty] | 0 | 0
7 | 8 | 10 | [17 empty] | 0 | 0
7 | 8 | 11 | [17 empty] | 0 | 0
7 | 8 | 12 | [17 empty] | 0 | 0
7 | 8 | 13 | [17 empty] | 0 | 0
7 | 8 | 14 | [17 empty] | 0 | 0
7 | 8 | 15 | [17 empty] | 0 | 0
7 | 8 | 16 | [17 empty] | 0 | 0
7 | 8 | 17 | [17 empty] | 0 | 0
7 | 8 | 18 | [17 empty] | 0 | 0
7 | 8 | 19 | [17 empty] | 0 | 0
7 | 8 | 20 | [17 empty] | 0 | 0
7 | 8 | 21 | [17 empty] | 0 | 0
7 | 8 | 22 | [17 empty] | 0 | 0
7 | 8 | 23 | [17 empty] | 0 | 0
7 | 8 | 24 | [17 empty] | 0 | 0
7 | 9 | 1 | [17 empty] | 0 | 0
7 | 9 | 2 | [17 empty] | 0 | 0
7 | 9 | 3 | [17 empty] | 0 | 0
7 | 9 | 4 | [17 empty] | 0 | 0
7 | 9 | 5 | [17 empty] | 0 | 0
7 | 9 | 6 | [17 empty] | 0 | 0
7 | 9 | 7 | [17 empty] | 0 | 0
7 | 9 | 8 | [17 empty] | 0 | 0
7 | 9 | 9 | [17 empty] | 0 | 0
7 | 9 | 10 | [17 empty] | 0 | 0
7 | 9 | 11 | [17 empty] | 0 | 0
7 | 9 | 12 | [17 empty] | 0 | 0
7 | 9 | 13 | [17 empty] | 0 | 0
7 | 9 | 14 | [17 empty] | 0 | 0
7 | 9 | 15 | [17 empty] | 0 | 0
7 | 9 | 16 | [17 empty] | 0 | 0
7 | 9 | 17 | [17 empty] | 0 | 0
7 | 9 | 18 | [17 empty] | 0 | 0
7 | 9 | 19 | [17 empty] | 0 | 0
7 | 9 | 20 | [17 empty] | 0 | 0
7 | 9 | 21 | [17 empty] | 0 | 0
7 | 9 | 22 | [17 empty] | 0 | 0
7 | 9 | 23 | [17 empty] | 0 | 0
7 | 9 | 24 | [17 empty] | 0 | 0
7 | 10 | 1 | [17 empty] | 0 | 0
7 | 10 | 2 | [17 empty] | 0 | 0
7 | 10 | 3 | [17 empty] | 0 | 0
7 | 10 | 4 | [17 empty] | 0 | 0
7 | 10 | 5 | [17 empty] | 0 | 0
7 | 10 | 6 | [17 empty] | 0 | 0
7 | 10 | 7 | [17 empty] | 0 | 0
7 | 10 | 8 | [17 empty] | 0 | 0
7 | 10 | 9 | [17 empty] | 0 | 0
7 | 10 | 10 | [17 empty] | 0 | 0
7 | 10 | 11 | [17 empty] | 0 | 0
7 | 10 | 12 | [17 empty] | 0 | 0
7 | 10 | 13 | [17 empty] | 0 | 0
7 | 10 | 14 | [17 empty] | 0 | 0
7 | 10 | 15 | [17 empty] | 0 | 0
7 | 10 | 16 | [17 empty] | 0 | 0
7 | 10 | 17 | [17 empty] | 0 | 0
7 | 10 | 18 | [17 empty] | 0 | 0
7 | 10 | 19 | [17 empty] | 0 | 0
7 | 10 | 20 | [17 empty] | 0 | 0
7 | 10 | 21 | [17 empty] | 0 | 0
7 | 10 | 22 | [17 empty] | 0 | 0
7 | 10 | 23 | [17 empty] | 0 | 0
7 | 10 | 24 | [17 empty] | 0 | 0
7 | 11 | 1 | [17 empty] | 0 | 0
7 | 11 | 2 | [17 empty] | 0 | 0
7 | 11 | 3 | [17 empty] | 0 | 0
7 | 11 | 4 | [17 empty] | 0 | 0
7 | 11 | 5 | [17 empty] | 0 | 0
7 | 11 | 6 | [17 empty] | 0 | 0
7 | 11 | 7 | [17 empty] | 0 | 0
7 | 11 | 8 | [17 empty] | 0 | 0
7 | 11 | 9 | [17 empty] | 0 | 0
7 | 11 | 10 | [17 empty] | 0 | 0
7 | 11 | 11 | [17 empty] | 0 | 0
7 | 11 | 12 | [17 empty] | 0 | 0
7 | 11 | 13 | [17 empty] | 0 | 0
7 | 11 | 14 | [17 empty] | 0 | 0
7 | 11 | 15 | [17 empty] | 0 | 0
7 | 11 | 16 | [17 empty] | 0 | 0
7 | 11 | 17 | [17 empty] | 0 | 0
7 | 11 | 18 | [17 empty] | 0 | 0
7 | 11 | 19 | [17 empty] | 0 | 0
7 | 11 | 20 | [17 empty] | 0 | 0
7 | 11 | 21 | [17 empty] | 0 | 0
7 | 11 | 22 | [17 empty] | 0 | 0
7 | 11 | 23 | [17 empty] | 0 | 0
7 | 11 | 24 | [17 empty] | 0 | 0
7 | 12 | 1 | [17 empty] | 0 | 0
7 | 12 | 2 | [17 empty] | 0 | 0
7 | 12 | 3 | [17 empty] | 0 | 0
7 | 12 | 4 | [17 empty] | 0 | 0
7 | 12 | 5 | [17 empty] | 0 | 0
7 | 12 | 6 | [17 empty] | 0 | 0
7 | 12 | 7 | [17 empty] | 0 | 0
7 | 12 | 8 | [17 empty] | 0 | 0
7 | 12 | 9 | [17 empty] | 0 | 0
7 | 12 | 10 | [17 empty] | 0 | 0
7 | 12 | 11 | [17 empty] | 0 | 0
7 | 12 | 12 | [17 empty] | 0 | 0
7 | 12 | 13 | [17 empty] | 0 | 0
7 | 12 | 14 | [17 empty] | 0 | 0
7 | 12 | 15 | [17 empty] | 0 | 0
7 | 12 | 16 | [17 empty] | 0 | 0
7 | 12 | 17 | [17 empty] | 0 | 0
7 | 12 | 18 | [17 empty] | 0 | 0
7 | 12 | 19 | [17 empty] | 0 | 0
7 | 12 | 20 | [17 empty] | 0 | 0
7 | 12 | 21 | [17 empty] | 0 | 0
7 | 12 | 22 | [17 empty] | 0 | 0
7 | 12 | 23 | [17 empty] | 0 | 0
7 | 12 | 24 | [17 empty] | 0 | 0
7 | 13 | 1 | [17 empty] | 0 | 0
7 | 13 | 2 | [17 empty] | 0 | 0
7 | 13 | 3 | [17 empty] | 0 | 0
7 | 13 | 4 | [17 empty] | 0 | 0
7 | 13 | 5 | [17 empty] | 0 | 0
7 | 13 | 6 | [17 empty] | 0 | 0
7 | 13 | 7 | [17 empty] | 0 | 0
7 | 13 | 8 | [17 empty] | 0 | 0
7 | 13 | 9 | [17 empty] | 0 | 0
7 | 13 | 10 | [17 empty] | 0 | 0
7 | 13 | 11 | [17 empty] | 0 | 0
7 | 13 | 12 | [17 empty] | 0 | 0
7 | 13 | 13 | [17 empty] | 0 | 0
7 | 13 | 14 | [17 empty] | 0 | 0
7 | 13 | 15 | [17 empty] | 0 | 0
7 | 13 | 16 | [17 empty] | 0 | 0
7 | 13 | 17 | [17 empty] | 0 | 0
7 | 13 | 18 | [17 empty] | 0 | 0
7 | 13 | 19 | [17 empty] | 0 | 0
7 | 13 | 20 | [17 empty] | 0 | 0
7 | 13 | 21 | [17 empty] | 0 | 0
7 | 13 | 22 | [17 empty] | 0 | 0
7 | 13 | 23 | [17 empty] | 0 | 0
7 | 13 | 24 | [17 empty] | 0 | 0
7 | 14 | 1 | [17 empty] | 0 | 0
7 | 14 | 2 | [17 empty] | 0 | 0
7 | 14 | 3 | [17 empty] | 0 | 0
7 | 14 | 4 | [17 empty] | 0 | 0
7 | 14 | 5 | [17 empty] | 0 | 0
7 | 14 | 6 | [17 empty] | 0 | 0
7 | 14 | 7 | [17 empty] | 0 | 0
7 | 14 | 8 | [17 empty] | 0 | 0
7 | 14 | 9 | [17 empty] | 0 | 0
7 | 14 | 10 | [17 empty] | 0 | 0
7 | 14 | 11 | [17 empty] | 0 | 0
7 | 14 | 12 | [17 empty] | 0 | 0
7 | 14 | 13 | [17 empty] | 0 | 0
7 | 14 | 14 | [17 empty] | 0 | 0
7 | 14 | 15 | [17 empty] | 0 | 0
7 | 14 | 16 | [17 empty] | 0 | 0
7 | 14 | 17 | [17 empty] | 0 | 0
7 | 14 | 18 | [17 empty] | 0 | 0
7 | 14 | 19 | [17 empty] | 0 | 0
7 | 14 | 20 | [17 empty] | 0 | 0
7 | 14 | 21 | [17 empty] | 0 | 0
7 | 14 | 22 | [17 empty] | 0 | 0
7 | 14 | 23 | [17 empty] | 0 | 0
7 | 14 | 24 | [17 empty] | 0 | 0
7 | 15 | 1 | [17 empty] | 0 | 0
7 | 15 | 2 | [17 empty] | 0 | 0
7 | 15 | 3 | [17 empty] | 0 | 0
7 | 15 | 4 | [17 empty] | 0 | 0
7 | 15 | 5 | [17 empty] | 0 | 0
7 | 15 | 6 | [17 empty] | 0 | 0
7 | 15 | 7 | [17 empty] | 0 | 0
7 | 15 | 8 | [17 empty] | 0 | 0
7 | 15 | 9 | [17 empty] | 0 | 0
7 | 15 | 10 | [17 empty] | 0 | 0
7 | 15 | 11 | [17 empty] | 0 | 0
7 | 15 | 12 | [17 empty] | 0 | 0
7 | 15 | 13 | [17 empty] | 0 | 0
7 | 15 | 14 | [17 empty] | 0 | 0
7 | 15 | 15 | [17 empty] | 0 | 0
7 | 15 | 16 | [17 empty] | 0 | 0
7 | 15 | 17 | [17 empty] | 0 | 0
7 | 15 | 18 | [17 empty] | 0 | 0
7 | 15 | 19 | [17 empty] | 0 | 0
7 | 15 | 20 | [17 empty] | 0 | 0
7 | 15 | 21 | [17 empty] | 0 | 0
7 | 15 | 22 | [17 empty] | 0 | 0
7 | 15 | 23 | [17 empty] | 0 | 0
7 | 15 | 24 | [17 empty] | 0 | 0
7 | 16 | 1 | [17 empty] | 0 | 0
7 | 16 | 2 | [17 empty] | 0 | 0
7 | 16 | 3 | [17 empty] | 0 | 0
7 | 16 | 4 | [17 empty] | 0 | 0
7 | 16 | 5 | [17 empty] | 0 | 0
7 | 16 | 6 | [17 empty] | 0 | 0
7 | 16 | 7 | [17 empty] | 0 | 0
7 | 16 | 8 | [17 empty] | 0 | 0
7 | 16 | 9 | [17 empty] | 0 | 0
7 | 16 | 10 | [17 empty] | 0 | 0
7 | 16 | 11 | [17 empty] | 0 | 0
7 | 16 | 12 | [17 empty] | 0 | 0
7 | 16 | 13 | [17 empty] | 0 | 0
7 | 16 | 14 | [17 empty] | 0 | 0
7 | 16 | 15 | [17 empty] | 0 | 0
7 | 16 | 16 | [17 empty] | 0 | 0
7 | 16 | 17 | [17 empty] | 0 | 0
7 | 16 | 18 | [17 empty] | 0 | 0
7 | 16 | 19 | [17 empty] | 0 | 0
7 | 16 | 20 | [17 empty] | 0 | 0
7 | 16 | 21 | [17 empty] | 0 | 0
7 | 16 | 22 | [17 empty] | 0 | 0
7 | 16 | 23 | [17 empty] | 0 | 0
7 | 16 | 24 | [17 empty] | 0 | 0
7 | 17 | 1 | [17 empty] | 0 | 0
7 | 17 | 2 | [17 empty] | 0 | 0
7 | 17 | 3 | [17 empty] | 0 | 0
7 | 17 | 4 | [17 empty] | 0 | 0
7 | 17 | 5 | [17 empty] | 0 | 0
7 | 17 | 6 | [17 empty] | 0 | 0
7 | 17 | 7 | [17 empty] | 0 | 0
7 | 17 | 8 | [17 empty] | 0 | 0
7 | 17 | 9 | [17 empty] | 0 | 0
7 | 17 | 10 | [17 empty] | 0 | 0
7 | 17 | 11 | [17 empty] | 0 | 0
7 | 17 | 12 | [17 empty] | 0 | 0
7 | 17 | 13 | [17 empty] | 0 | 0
7 | 17 | 14 | [17 empty] | 0 | 0
7 | 17 | 15 | [17 empty] | 0 | 0
7 | 17 | 16 | [17 empty] | 0 | 0
7 | 17 | 17 | [17 empty] | 0 | 0
7 | 17 | 18 | [17 empty] | 0 | 0
7 | 17 | 19 | [17 empty] | 0 | 0
7 | 17 | 20 | [17 empty] | 0 | 0
7 | 17 | 21 | [17 empty] | 0 | 0
7 | 17 | 22 | [17 empty] | 0 | 0
7 | 17 | 23 | [17 empty] | 0 | 0
7 | 17 | 24 | [17 empty] | 0 | 0
7 | 18 | 1 | [17 empty] | 0 | 0
7 | 18 | 2 | [17 empty] | 0 | 0
7 | 18 | 3 | [17 empty] | 0 | 0
7 | 18 | 4 | [17 empty] | 0 | 0
7 | 18 | 5 | [17 empty] | 0 | 0
7 | 18 | 6 | [17 empty] | 0 | 0
7 | 18 | 7 | [17 empty] | 0 | 0
7 | 18 | 8 | [17 empty] | 0 | 0
7 | 18 | 9 | [17 empty] | 0 | 0
7 | 18 | 10 | [17 empty] | 0 | 0
7 | 18 | 11 | [17 empty] | 0 | 0
7 | 18 | 12 | [17 empty] | 0 | 0
7 | 18 | 13 | [17 empty] | 0 | 0
7 | 18 | 14 | [17 empty] | 0 | 0
7 | 18 | 15 | [17 empty] | 0 | 0
7 | 18 | 16 | [17 empty] | 0 | 0
7 | 18 | 17 | [17 empty] | 0 | 0
7 | 18 | 18 | [17 empty] | 0 | 0
7 | 18 | 19 | [17 empty] | 0 | 0
7 | 18 | 20 | [17 empty] | 0 | 0
7 | 18 | 21 | [17 empty] | 0 | 0
7 | 18 | 22 | [17 empty] | 0 | 0
7 | 18 | 23 | [17 empty] | 0 | 0
7 | 18 | 24 | [17 empty] | 0 | 0
7 | 19 | 1 | [17 empty] | 0 | 0
7 | 19 | 2 | [17 empty] | 0 | 0
7 | 19 | 3 | [17 empty] | 0 | 0
7 | 19 | 4 | [17 empty] | 0 | 0
7 | 19 | 5 | [17 empty] | 0 | 0
7 | 19 | 6 | [17 empty] | 0 | 0
7 | 19 | 7 | [17 empty] | 0 | 0
7 | 19 | 8 | [17 empty] | 0 | 0
7 | 19 | 9 | [17 empty] | 0 | 0
7 | 19 | 10 | [17 empty] | 0 | 0
7 | 19 | 11 | [17 empty] | 0 | 0
7 | 19 | 12 | [17 empty] | 0 | 0
7 | 19 | 13 | [17 empty] | 0 | 0
7 | 19 | 14 | [17 empty] | 0 | 0
7 | 19 | 15 | [17 empty] | 0 | 0
7 | 19 | 16 | [17 empty] | 0 | 0
7 | 19 | 17 | [17 empty] | 0 | 0
7 | 19 | 18 | [17 empty] | 0 | 0
7 | 19 | 19 | [17 empty] | 0 | 0
7 | 19 | 20 | [17 empty] | 0 | 0
7 | 19 | 21 | [17 empty] | 0 | 0
7 | 19 | 22 | [17 empty] | 0 | 0
7 | 19 | 23 | [17 empty] | 0 | 0
7 | 19 | 24 | [17 empty] | 0 | 0
7 | 20 | 1 | [17 empty] | 0 | 0
7 | 20 | 2 | [17 empty] | 0 | 0
7 | 20 | 3 | [17 empty] | 0 | 0
7 | 20 | 4 | [17 empty] | 0 | 0
7 | 20 | 5 | [17 empty] | 0 | 0
7 | 20 | 6 | [17 empty] | 0 | 0
7 | 20 | 7 | [17 empty] | 0 | 0
7 | 20 | 8 | [17 empty] | 0 | 0
7 | 20 | 9 | [17 empty] | 0 | 0
7 | 20 | 10 | [17 empty] | 0 | 0
7 | 20 | 11 | [17 empty] | 0 | 0
7 | 20 | 12 | [17 empty] | 0 | 0
7 | 20 | 13 | [17 empty] | 0 | 0
7 | 20 | 14 | [17 empty] | 0 | 0
7 | 20 | 15 | [17 empty] | 0 | 0
7 | 20 | 16 | [17 empty] | 0 | 0
7 | 20 | 17 | [17 empty] | 0 | 0
7 | 20 | 18 | [17 empty] | 0 | 0
7 | 20 | 19 | [17 empty] | 0 | 0
7 | 20 | 20 | [17 empty] | 0 | 0
7 | 20 | 21 | [17 empty] | 0 | 0
7 | 20 | 22 | [17 empty] | 0 | 0
7 | 20 | 23 | [17 empty] | 0 | 0
7 | 20 | 24 | [17 empty] | 0 | 0
7 | 21 | 1 | [17 empty] | 0 | 0
7 | 21 | 2 | [17 empty] | 0 | 0
7 | 21 | 3 | [17 empty] | 0 | 0
7 | 21 | 4 | [17 empty] | 0 | 0
7 | 21 | 5 | [17 empty] | 0 | 0
7 | 21 | 6 | [17 empty] | 0 | 0
7 | 21 | 7 | [17 empty] | 0 | 0
7 | 21 | 8 | [17 empty] | 0 | 0
7 | 21 | 9 | [17 empty] | 0 | 0
7 | 21 | 10 | [17 empty] | 0 | 0
7 | 21 | 11 | [17 empty] | 0 | 0
7 | 21 | 12 | [17 empty] | 0 | 0
7 | 21 | 13 | [17 empty] | 0 | 0
7 | 21 | 14 | [17 empty] | 0 | 0
7 | 21 | 15 | [17 empty] | 0 | 0
7 | 21 | 16 | [17 empty] | 0 | 0
7 | 21 | 17 | [17 empty] | 0 | 0
7 | 21 | 18 | [17 empty] | 0 | 0
7 | 21 | 19 | [17 empty] | 0 | 0
7 | 21 | 20 | [17 empty] | 0 | 0
7 | 21 | 21 | [17 empty] | 0 | 0
7 | 21 | 22 | [17 empty] | 0 | 0
7 | 21 | 23 | [17 empty] | 0 | 0
7 | 21 | 24 | [17 empty] | 0 | 0
7 | 22 | 1 | [17 empty] | 0 | 0
7 | 22 | 2 | [17 empty] | 0 | 0
7 | 22 | 3 | [17 empty] | 0 | 0
7 | 22 | 4 | [17 empty] | 0 | 0
7 | 22 | 5 | [17 empty] | 0 | 0
7 | 22 | 6 | [17 empty] | 0 | 0
7 | 22 | 7 | [17 empty] | 0 | 0
7 | 22 | 8 | [17 empty] | 0 | 0
7 | 22 | 9 | [17 empty] | 0 | 0
7 | 22 | 10 | [17 empty] | 0 | 0
7 | 22 | 11 | [17 empty] | 0 | 0
7 | 22 | 12 | [17 empty] | 0 | 0
7 | 22 | 13 | [17 empty] | 0 | 0
7 | 22 | 14 | [17 empty] | 0 | 0
7 | 22 | 15 | [17 empty] | 0 | 0
7 | 22 | 16 | [17 empty] | 0 | 0
7 | 22 | 17 | [17 empty] | 0 | 0
7 | 22 | 18 | [17 empty] | 0 | 0
7 | 22 | 19 | [17 empty] | 0 | 0
7 | 22 | 20 | [17 empty] | 0 | 0
7 | 22 | 21 | [17 empty] | 0 | 0
7 | 22 | 22 | [17 empty] | 0 | 0
7 | 22 | 23 | [17 empty] | 0 | 0
7 | 22 | 24 | [17 empty] | 0 | 0
7 | 23 | 1 | [17 empty] | 0 | 0
7 | 23 | 2 | [17 empty] | 0 | 0
7 | 23 | 3 | [17 empty] | 0 | 0
7 | 23 | 4 | [17 empty] | 0 | 0
7 | 23 | 5 | [17 empty] | 0 | 0
7 | 23 | 6 | [17 empty] | 0 | 0
7 | 23 | 7 | [17 empty] | 0 | 0
7 | 23 | 8 | [17 empty] | 0 | 0
7 | 23 | 9 | [17 empty] | 0 | 0
7 | 23 | 10 | [17 empty] | 0 | 0
7 | 23 | 11 | [17 empty] | 0 | 0
7 | 23 | 12 | [17 empty] | 0 | 0
7 | 23 | 13 | [17 empty] | 0 | 0
7 | 23 | 14 | [17 empty] | 0 | 0
7 | 23 | 15 | [17 empty] | 0 | 0
7 | 23 | 16 | [17 empty] | 0 | 0
7 | 23 | 17 | [17 empty] | 0 | 0
7 | 23 | 18 | [17 empty] | 0 | 0
7 | 23 | 19 | [17 empty] | 0 | 0
7 | 23 | 20 | [17 empty] | 0 | 0
7 | 23 | 21 | [17 empty] | 0 | 0
7 | 23 | 22 | [17 empty] | 0 | 0
7 | 23 | 23 | [17 empty] | 0 | 0
7 | 23 | 24 | [17 empty] | 0 | 0
7 | 24 | 1 | [17 empty] | 0 | 0
7 | 24 | 2 | [17 empty] | 0 | 0
7 | 24 | 3 | [17 empty] | 0 | 0
7 | 24 | 4 | [17 empty] | 0 | 0
7 | 24 | 5 | [17 empty] | 0 | 0
7 | 24 | 6 | [17 empty] | 0 | 0
7 | 24 | 7 | [17 empty] | 0 | 0
7 | 24 | 8 | [17 empty] | 0 | 0
7 | 24 | 9 | [17 empty] | 0 | 0
7 | 24 | 10 | [17 empty] | 0 | 0
7 | 24 | 11 | [17 empty] | 0 | 0
7 | 24 | 12 | [17 empty] | 0 | 0
7 | 24 | 13 | [17 empty] | 0 | 0
7 | 24 | 14 | [17 empty] | 0 | 0
7 | 24 | 15 | [17 empty] | 0 | 0
7 | 24 | 16 | [17 empty] | 0 | 0
7 | 24 | 17 | [17 empty] | 0 | 0
7 | 24 | 18 | [17 empty] | 0 | 0
7 | 24 | 19 | [17 empty] | 0 | 0
7 | 24 | 20 | [17 empty] | 0 | 0
7 | 24 | 21 | [17 empty] | 0 | 0
7 | 24 | 22 | [17 empty] | 0 | 0
7 | 24 | 23 | [17 empty] | 0 | 0
7 | 24 | 24 | [17 empty] | 0 | 0
7 | 25 | 1 | [17 empty] | 0 | 0
7 | 25 | 2 | [17 empty] | 0 | 0
7 | 25 | 3 | [17 empty] | 0 | 0
7 | 25 | 4 | [17 empty] | 0 | 0
7 | 25 | 5 | [17 empty] | 0 | 0
7 | 25 | 6 | [17 empty] | 0 | 0
7 | 25 | 7 | [17 empty] | 0 | 0
7 | 25 | 8 | [17 empty] | 0 | 0
7 | 25 | 9 | [17 empty] | 0 | 0
7 | 25 | 10 | [17 empty] | 0 | 0
7 | 25 | 11 | [17 empty] | 0 | 0
7 | 25 | 12 | [17 empty] | 0 | 0
7 | 25 | 13 | [17 empty] | 0 | 0
7 | 25 | 14 | [17 empty] | 0 | 0
7 | 25 | 15 | [17 empty] | 0 | 0
7 | 25 | 16 | [17 empty] | 0 | 0
7 | 25 | 17 | [17 empty] | 0 | 0
7 | 25 | 18 | [17 empty] | 0 | 0
7 | 25 | 19 | [17 empty] | 0 | 0
7 | 25 | 20 | [17 empty] | 0 | 0
7 | 25 | 21 | [17 empty] | 0 | 0
7 | 25 | 22 | [17 empty] | 0 | 0
7 | 25 | 23 | [17 empty] | 0 | 0
7 | 25 | 24 | [17 empty] | 0 | 0
7 | 26 | 1 | [17 empty] | 0 | 0
7 | 26 | 2 | [17 empty] | 0 | 0
7 | 26 | 3 | [17 empty] | 0 | 0
7 | 26 | 4 | [17 empty] | 0 | 0
7 | 26 | 5 | [17 empty] | 0 | 0
7 | 26 | 6 | [17 empty] | 0 | 0
7 | 26 | 7 | [17 empty] | 0 | 0
7 | 26 | 8 | [17 empty] | 0 | 0
7 | 26 | 9 | [17 empty] | 0 | 0
7 | 26 | 10 | [17 empty] | 0 | 0
7 | 26 | 11 | [17 empty] | 0 | 0
7 | 26 | 12 | [17 empty] | 0 | 0
7 | 26 | 13 | [17 empty] | 0 | 0
7 | 26 | 14 | [17 empty] | 0 | 0
7 | 26 | 15 | [17 empty] | 0 | 0
7 | 26 | 16 | [17 empty] | 0 | 0
7 | 26 | 17 | [17 empty] | 0 | 0
7 | 26 | 18 | [17 empty] | 0 | 0
7 | 26 | 19 | [17 empty] | 0 | 0
7 | 26 | 20 | [17 empty] | 0 | 0
7 | 26 | 21 | [17 empty] | 0 | 0
7 | 26 | 22 | [17 empty] | 0 | 0
7 | 26 | 23 | [17 empty] | 0 | 0
7 | 26 | 24 | [17 empty] | 0 | 0
7 | 27 | 1 | [17 empty] | 0 | 0
7 | 27 | 2 | [17 empty] | 0 | 0
7 | 27 | 3 | [17 empty] | 0 | 0
7 | 27 | 4 | [17 empty] | 0 | 0
7 | 27 | 5 | [17 empty] | 0 | 0
7 | 27 | 6 | [17 empty] | 0 | 0
7 | 27 | 7 | [17 empty] | 0 | 0
7 | 27 | 8 | [17 empty] | 0 | 0
7 | 27 | 9 | [17 empty] | 0 | 0
7 | 27 | 10 | [17 empty] | 0 | 0
7 | 27 | 11 | [17 empty] | 0 | 0
7 | 27 | 12 | [17 empty] | 0 | 0
7 | 27 | 13 | [17 empty] | 0 | 0
7 | 27 | 14 | [17 empty] | 0 | 0
7 | 27 | 15 | [17 empty] | 0 | 0
7 | 27 | 16 | [17 empty] | 0 | 0
7 | 27 | 17 | [17 empty] | 0 | 0
7 | 27 | 18 | [17 empty] | 0 | 0
7 | 27 | 19 | [17 empty] | 0 | 0
7 | 27 | 20 | [17 empty] | 0 | 0
7 | 27 | 21 | [17 empty] | 0 | 0
7 | 27 | 22 | [17 empty] | 0 | 0
7 | 27 | 23 | [17 empty] | 0 | 0
7 | 27 | 24 | [17 empty] | 0 | 0
7 | 28 | 1 | [17 empty] | 0 | 0
7 | 28 | 2 | [17 empty] | 0 | 0
7 | 28 | 3 | [17 empty] | 0 | 0
7 | 28 | 4 | [17 empty] | 0 | 0
7 | 28 | 5 | [17 empty] | 0 | 0
7 | 28 | 6 | [17 empty] | 0 | 0
7 | 28 | 7 | [17 empty] | 0 | 0
7 | 28 | 8 | [17 empty] | 0 | 0
7 | 28 | 9 | [17 empty] | 0 | 0
7 | 28 | 10 | [17 empty] | 0 | 0
7 | 28 | 11 | [17 empty] | 0 | 0
7 | 28 | 12 | [17 empty] | 0 | 0
7 | 28 | 13 | [17 empty] | 0 | 0
7 | 28 | 14 | [17 empty] | 0 | 0
7 | 28 | 15 | [17 empty] | 0 | 0
7 | 28 | 16 | [17 empty] | 0 | 0
7 | 28 | 17 | [17 empty] | 0 | 0
7 | 28 | 18 | [17 empty] | 0 | 0
7 | 28 | 19 | [17 empty] | 0 | 0
7 | 28 | 20 | [17 empty] | 0 | 0
7 | 28 | 21 | [17 empty] | 0 | 0
7 | 28 | 22 | [17 empty] | 0 | 0
7 | 28 | 23 | [17 empty] | 0 | 0
7 | 28 | 24 | [17 empty] | 0 | 0
7 | 29 | 1 | [17 empty] | 0 | 0
7 | 29 | 2 | [17 empty] | 0 | 0
7 | 29 | 3 | [17 empty] | 0 | 0
7 | 29 | 4 | [17 empty] | 0 | 0
7 | 29 | 5 | [17 empty] | 0 | 0
7 | 29 | 6 | [17 empty] | 0 | 0
7 | 29 | 7 | [17 empty] | 0 | 0
7 | 29 | 8 | [17 empty] | 0 | 0
7 | 29 | 9 | [17 empty] | 0 | 0
7 | 29 | 10 | [17 empty] | 0 | 0
7 | 29 | 11 | [17 empty] | 0 | 0
7 | 29 | 12 | [17 empty] | 0 | 0
7 | 29 | 13 | [17 empty] | 0 | 0
7 | 29 | 14 | [17 empty] | 0 | 0
7 | 29 | 15 | [17 empty] | 0 | 0
7 | 29 | 16 | [17 empty] | 0 | 0
7 | 29 | 17 | [17 empty] | 0 | 0
7 | 29 | 18 | [17 empty] | 0 | 0
7 | 29 | 19 | [17 empty] | 0 | 0
7 | 29 | 20 | [17 empty] | 0 | 0
7 | 29 | 21 | [17 empty] | 0 | 0
7 | 29 | 22 | [17 empty] | 0 | 0
7 | 29 | 23 | [17 empty] | 0 | 0
7 | 29 | 24 | [17 empty] | 0 | 0
7 | 30 | 1 | [17 empty] | 0 | 0
7 | 30 | 2 | [17 empty] | 0 | 0
7 | 30 | 3 | [17 empty] | 0 | 0
7 | 30 | 4 | [17 empty] | 0 | 0
7 | 30 | 5 | [17 empty] | 0 | 0
7 | 30 | 6 | [17 empty] | 0 | 0
7 | 30 | 7 | [17 empty] | 0 | 0
7 | 30 | 8 | [17 empty] | 0 | 0
7 | 30 | 9 | [17 empty] | 0 | 0
7 | 30 | 10 | [17 empty] | 0 | 0
7 | 30 | 11 | [17 empty] | 0 | 0
7 | 30 | 12 | [17 empty] | 0 | 0
7 | 30 | 13 | [17 empty] | 0 | 0
7 | 30 | 14 | [17 empty] | 0 | 0
7 | 30 | 15 | [17 empty] | 0 | 0
7 | 30 | 16 | [17 empty] | 0 | 0
7 | 30 | 17 | [17 empty] | 0 | 0
7 | 30 | 18 | [17 empty] | 0 | 0
7 | 30 | 19 | [17 empty] | 0 | 0
7 | 30 | 20 | [17 empty] | 0 | 0
7 | 30 | 21 | [17 empty] | 0 | 0
7 | 30 | 22 | [17 empty] | 0 | 0
7 | 30 | 23 | [17 empty] | 0 | 0
7 | 30 | 24 | [17 empty] | 0 | 0
7 | 31 | 1 | [17 empty] | 0 | 0
7 | 31 | 2 | [17 empty] | 0 | 0
7 | 31 | 3 | [17 empty] | 0 | 0
7 | 31 | 4 | [17 empty] | 0 | 0
7 | 31 | 5 | [17 empty] | 0 | 0
7 | 31 | 6 | [17 empty] | 0 | 0
7 | 31 | 7 | [17 empty] | 0 | 0
7 | 31 | 8 | [17 empty] | 0 | 0
7 | 31 | 9 | [17 empty] | 0 | 0
7 | 31 | 10 | [17 empty] | 0 | 0
7 | 31 | 11 | [17 empty] | 0 | 0
7 | 31 | 12 | [17 empty] | 0 | 0
7 | 31 | 13 | [17 empty] | 0 | 0
7 | 31 | 14 | [17 empty] | 0 | 0
7 | 31 | 15 | [17 empty] | 0 | 0
7 | 31 | 16 | [17 empty] | 0 | 0
7 | 31 | 17 | [17 empty] | 0 | 0
7 | 31 | 18 | [17 empty] | 0 | 0
7 | 31 | 19 | [17 empty] | 0 | 0
7 | 31 | 20 | [17 empty] | 0 | 0
7 | 31 | 21 | [17 empty] | 0 | 0
7 | 31 | 22 | [17 empty] | 0 | 0
7 | 31 | 23 | [17 empty] | 0 | 0
7 | 31 | 24 | [17 empty] | 0 | 0
8 | 1 | 1 | [17 empty] | 0 | 0
8 | 1 | 2 | [17 empty] | 0 | 0
8 | 1 | 3 | [17 empty] | 0 | 0
8 | 1 | 4 | [17 empty] | 0 | 0
8 | 1 | 5 | [17 empty] | 0 | 0
8 | 1 | 6 | [17 empty] | 0 | 0
8 | 1 | 7 | [17 empty] | 0 | 0
8 | 1 | 8 | [17 empty] | 0 | 0
8 | 1 | 9 | [17 empty] | 0 | 0
8 | 1 | 10 | [17 empty] | 0 | 0
8 | 1 | 11 | [17 empty] | 0 | 0
8 | 1 | 12 | [17 empty] | 0 | 0
8 | 1 | 13 | [17 empty] | 0 | 0
8 | 1 | 14 | [17 empty] | 0 | 0
8 | 1 | 15 | [17 empty] | 0 | 0
8 | 1 | 16 | [17 empty] | 0 | 0
8 | 1 | 17 | [17 empty] | 0 | 0
8 | 1 | 18 | [17 empty] | 0 | 0
8 | 1 | 19 | [17 empty] | 0 | 0
8 | 1 | 20 | [17 empty] | 0 | 0
8 | 1 | 21 | [17 empty] | 0 | 0
8 | 1 | 22 | [17 empty] | 0 | 0
8 | 1 | 23 | [17 empty] | 0 | 0
8 | 1 | 24 | [17 empty] | 0 | 0
8 | 2 | 1 | [17 empty] | 0 | 0
8 | 2 | 2 | [17 empty] | 0 | 0
8 | 2 | 3 | [17 empty] | 0 | 0
8 | 2 | 4 | [17 empty] | 0 | 0
8 | 2 | 5 | [17 empty] | 0 | 0
8 | 2 | 6 | [17 empty] | 0 | 0
8 | 2 | 7 | [17 empty] | 0 | 0
8 | 2 | 8 | [17 empty] | 0 | 0
8 | 2 | 9 | [17 empty] | 0 | 0
8 | 2 | 10 | [17 empty] | 0 | 0
8 | 2 | 11 | [17 empty] | 0 | 0
8 | 2 | 12 | [17 empty] | 0 | 0
8 | 2 | 13 | [17 empty] | 0 | 0
8 | 2 | 14 | [17 empty] | 0 | 0
8 | 2 | 15 | [17 empty] | 0 | 0
8 | 2 | 16 | [17 empty] | 0 | 0
8 | 2 | 17 | [17 empty] | 0 | 0
8 | 2 | 18 | [17 empty] | 0 | 0
8 | 2 | 19 | [17 empty] | 0 | 0
8 | 2 | 20 | [17 empty] | 0 | 0
8 | 2 | 21 | [17 empty] | 0 | 0
8 | 2 | 22 | [17 empty] | 0 | 0
8 | 2 | 23 | [17 empty] | 0 | 0
8 | 2 | 24 | [17 empty] | 0 | 0
8 | 3 | 1 | [17 empty] | 0 | 0
8 | 3 | 2 | [17 empty] | 0 | 0
8 | 3 | 3 | [17 empty] | 0 | 0
8 | 3 | 4 | [17 empty] | 0 | 0
8 | 3 | 5 | [17 empty] | 0 | 0
8 | 3 | 6 | [17 empty] | 0 | 0
8 | 3 | 7 | [17 empty] | 0 | 0
8 | 3 | 8 | [17 empty] | 0 | 0
8 | 3 | 9 | [17 empty] | 0 | 0
8 | 3 | 10 | [17 empty] | 0 | 0
8 | 3 | 11 | [17 empty] | 0 | 0
8 | 3 | 12 | [17 empty] | 0 | 0
8 | 3 | 13 | [17 empty] | 0 | 0
8 | 3 | 14 | [17 empty] | 0 | 0
8 | 3 | 15 | [17 empty] | 0 | 0
8 | 3 | 16 | [17 empty] | 0 | 0
8 | 3 | 17 | [17 empty] | 0 | 0
8 | 3 | 18 | [17 empty] | 0 | 0
8 | 3 | 19 | [17 empty] | 0 | 0
8 | 3 | 20 | [17 empty] | 0 | 0
8 | 3 | 21 | [17 empty] | 0 | 0
8 | 3 | 22 | [17 empty] | 0 | 0
8 | 3 | 23 | [17 empty] | 0 | 0
8 | 3 | 24 | [17 empty] | 0 | 0
8 | 4 | 1 | [17 empty] | 0 | 0
8 | 4 | 2 | [17 empty] | 0 | 0
8 | 4 | 3 | [17 empty] | 0 | 0
8 | 4 | 4 | [17 empty] | 0 | 0
8 | 4 | 5 | [17 empty] | 0 | 0
8 | 4 | 6 | [17 empty] | 0 | 0
8 | 4 | 7 | [17 empty] | 0 | 0
8 | 4 | 8 | [17 empty] | 0 | 0
8 | 4 | 9 | [17 empty] | 0 | 0
8 | 4 | 10 | [17 empty] | 0 | 0
8 | 4 | 11 | [17 empty] | 0 | 0
8 | 4 | 12 | [17 empty] | 0 | 0
8 | 4 | 13 | [17 empty] | 0 | 0
8 | 4 | 14 | [17 empty] | 0 | 0
8 | 4 | 15 | [17 empty] | 0 | 0
8 | 4 | 16 | [17 empty] | 0 | 0
8 | 4 | 17 | [17 empty] | 0 | 0
8 | 4 | 18 | [17 empty] | 0 | 0
8 | 4 | 19 | [17 empty] | 0 | 0
8 | 4 | 20 | [17 empty] | 0 | 0
8 | 4 | 21 | [17 empty] | 0 | 0
8 | 4 | 22 | [17 empty] | 0 | 0
8 | 4 | 23 | [17 empty] | 0 | 0
8 | 4 | 24 | [17 empty] | 0 | 0
8 | 5 | 1 | [17 empty] | 0 | 0
8 | 5 | 2 | [17 empty] | 0 | 0
8 | 5 | 3 | [17 empty] | 0 | 0
8 | 5 | 4 | [17 empty] | 0 | 0
8 | 5 | 5 | [17 empty] | 0 | 0
8 | 5 | 6 | [17 empty] | 0 | 0
8 | 5 | 7 | [17 empty] | 0 | 0
8 | 5 | 8 | [17 empty] | 0 | 0
8 | 5 | 9 | [17 empty] | 0 | 0
8 | 5 | 10 | [17 empty] | 0 | 0
8 | 5 | 11 | [17 empty] | 0 | 0
8 | 5 | 12 | [17 empty] | 0 | 0
8 | 5 | 13 | [17 empty] | 0 | 0
8 | 5 | 14 | [17 empty] | 0 | 0
8 | 5 | 15 | [17 empty] | 0 | 0
8 | 5 | 16 | [17 empty] | 0 | 0
8 | 5 | 17 | [17 empty] | 0 | 0
8 | 5 | 18 | [17 empty] | 0 | 0
8 | 5 | 19 | [17 empty] | 0 | 0
8 | 5 | 20 | [17 empty] | 0 | 0
8 | 5 | 21 | [17 empty] | 0 | 0
8 | 5 | 22 | [17 empty] | 0 | 0
8 | 5 | 23 | [17 empty] | 0 | 0
8 | 5 | 24 | [17 empty] | 0 | 0
8 | 6 | 1 | [17 empty] | 0 | 0
8 | 6 | 2 | [17 empty] | 0 | 0
8 | 6 | 3 | [17 empty] | 0 | 0
8 | 6 | 4 | [17 empty] | 0 | 0
8 | 6 | 5 | [17 empty] | 0 | 0
8 | 6 | 6 | [17 empty] | 0 | 0
8 | 6 | 7 | [17 empty] | 0 | 0
8 | 6 | 8 | [17 empty] | 0 | 0
8 | 6 | 9 | [17 empty] | 0 | 0
8 | 6 | 10 | [17 empty] | 0 | 0
8 | 6 | 11 | [17 empty] | 0 | 0
8 | 6 | 12 | [17 empty] | 0 | 0
8 | 6 | 13 | [17 empty] | 0 | 0
8 | 6 | 14 | [17 empty] | 0 | 0
8 | 6 | 15 | [17 empty] | 0 | 0
8 | 6 | 16 | [17 empty] | 0 | 0
8 | 6 | 17 | [17 empty] | 0 | 0
8 | 6 | 18 | [17 empty] | 0 | 0
8 | 6 | 19 | [17 empty] | 0 | 0
8 | 6 | 20 | [17 empty] | 0 | 0
8 | 6 | 21 | [17 empty] | 0 | 0
8 | 6 | 22 | [17 empty] | 0 | 0
8 | 6 | 23 | [17 empty] | 0 | 0
8 | 6 | 24 | [17 empty] | 0 | 0
8 | 7 | 1 | [17 empty] | 0 | 0
8 | 7 | 2 | [17 empty] | 0 | 0
8 | 7 | 3 | [17 empty] | 0 | 0
8 | 7 | 4 | [17 empty] | 0 | 0
8 | 7 | 5 | [17 empty] | 0 | 0
8 | 7 | 6 | [17 empty] | 0 | 0
8 | 7 | 7 | [17 empty] | 0 | 0
8 | 7 | 8 | [17 empty] | 0 | 0
8 | 7 | 9 | [17 empty] | 0 | 0
8 | 7 | 10 | [17 empty] | 0 | 0
8 | 7 | 11 | [17 empty] | 0 | 0
8 | 7 | 12 | [17 empty] | 0 | 0
8 | 7 | 13 | [17 empty] | 0 | 0
8 | 7 | 14 | [17 empty] | 0 | 0
8 | 7 | 15 | [17 empty] | 0 | 0
8 | 7 | 16 | [17 empty] | 0 | 0
8 | 7 | 17 | [17 empty] | 0 | 0
8 | 7 | 18 | [17 empty] | 0 | 0
8 | 7 | 19 | [17 empty] | 0 | 0
8 | 7 | 20 | [17 empty] | 0 | 0
8 | 7 | 21 | [17 empty] | 0 | 0
8 | 7 | 22 | [17 empty] | 0 | 0
8 | 7 | 23 | [17 empty] | 0 | 0
8 | 7 | 24 | [17 empty] | 0 | 0
8 | 8 | 1 | [17 empty] | 0 | 0
8 | 8 | 2 | [17 empty] | 0 | 0
8 | 8 | 3 | [17 empty] | 0 | 0
8 | 8 | 4 | [17 empty] | 0 | 0
8 | 8 | 5 | [17 empty] | 0 | 0
8 | 8 | 6 | [17 empty] | 0 | 0
8 | 8 | 7 | [17 empty] | 0 | 0
8 | 8 | 8 | [17 empty] | 0 | 0
8 | 8 | 9 | [17 empty] | 0 | 0
8 | 8 | 10 | [17 empty] | 0 | 0
8 | 8 | 11 | [17 empty] | 0 | 0
8 | 8 | 12 | [17 empty] | 0 | 0
8 | 8 | 13 | [17 empty] | 0 | 0
8 | 8 | 14 | [17 empty] | 0 | 0
8 | 8 | 15 | [17 empty] | 0 | 0
8 | 8 | 16 | [17 empty] | 0 | 0
8 | 8 | 17 | [17 empty] | 0 | 0
8 | 8 | 18 | [17 empty] | 0 | 0
8 | 8 | 19 | [17 empty] | 0 | 0
8 | 8 | 20 | [17 empty] | 0 | 0
8 | 8 | 21 | [17 empty] | 0 | 0
8 | 8 | 22 | [17 empty] | 0 | 0
8 | 8 | 23 | [17 empty] | 0 | 0
8 | 8 | 24 | [17 empty] | 0 | 0
8 | 9 | 1 | [17 empty] | 0 | 0
8 | 9 | 2 | [17 empty] | 0 | 0
8 | 9 | 3 | [17 empty] | 0 | 0
8 | 9 | 4 | [17 empty] | 0 | 0
8 | 9 | 5 | [17 empty] | 0 | 0
8 | 9 | 6 | [17 empty] | 0 | 0
8 | 9 | 7 | [17 empty] | 0 | 0
8 | 9 | 8 | [17 empty] | 0 | 0
8 | 9 | 9 | [17 empty] | 0 | 0
8 | 9 | 10 | [17 empty] | 0 | 0
8 | 9 | 11 | [17 empty] | 0 | 0
8 | 9 | 12 | [17 empty] | 0 | 0
8 | 9 | 13 | [17 empty] | 0 | 0
8 | 9 | 14 | [17 empty] | 0 | 0
8 | 9 | 15 | [17 empty] | 0 | 0
8 | 9 | 16 | [17 empty] | 0 | 0
8 | 9 | 17 | [17 empty] | 0 | 0
8 | 9 | 18 | [17 empty] | 0 | 0
8 | 9 | 19 | [17 empty] | 0 | 0
8 | 9 | 20 | [17 empty] | 0 | 0
8 | 9 | 21 | [17 empty] | 0 | 0
8 | 9 | 22 | [17 empty] | 0 | 0
8 | 9 | 23 | [17 empty] | 0 | 0
8 | 9 | 24 | [17 empty] | 0 | 0
8 | 10 | 1 | [17 empty] | 0 | 0
8 | 10 | 2 | [17 empty] | 0 | 0
8 | 10 | 3 | [17 empty] | 0 | 0
8 | 10 | 4 | [17 empty] | 0 | 0
8 | 10 | 5 | [17 empty] | 0 | 0
8 | 10 | 6 | [17 empty] | 0 | 0
8 | 10 | 7 | [17 empty] | 0 | 0
8 | 10 | 8 | [17 empty] | 0 | 0
8 | 10 | 9 | [17 empty] | 0 | 0
8 | 10 | 10 | [17 empty] | 0 | 0
8 | 10 | 11 | [17 empty] | 0 | 0
8 | 10 | 12 | [17 empty] | 0 | 0
8 | 10 | 13 | [17 empty] | 0 | 0
8 | 10 | 14 | [17 empty] | 0 | 0
8 | 10 | 15 | [17 empty] | 0 | 0
8 | 10 | 16 | [17 empty] | 0 | 0
8 | 10 | 17 | [17 empty] | 0 | 0
8 | 10 | 18 | [17 empty] | 0 | 0
8 | 10 | 19 | [17 empty] | 0 | 0
8 | 10 | 20 | [17 empty] | 0 | 0
8 | 10 | 21 | [17 empty] | 0 | 0
8 | 10 | 22 | [17 empty] | 0 | 0
8 | 10 | 23 | [17 empty] | 0 | 0
8 | 10 | 24 | [17 empty] | 0 | 0
8 | 11 | 1 | [17 empty] | 0 | 0
8 | 11 | 2 | [17 empty] | 0 | 0
8 | 11 | 3 | [17 empty] | 0 | 0
8 | 11 | 4 | [17 empty] | 0 | 0
8 | 11 | 5 | [17 empty] | 0 | 0
8 | 11 | 6 | [17 empty] | 0 | 0
8 | 11 | 7 | [17 empty] | 0 | 0
8 | 11 | 8 | [17 empty] | 0 | 0
8 | 11 | 9 | [17 empty] | 0 | 0
8 | 11 | 10 | [17 empty] | 0 | 0
8 | 11 | 11 | [17 empty] | 0 | 0
8 | 11 | 12 | [17 empty] | 0 | 0
8 | 11 | 13 | [17 empty] | 0 | 0
8 | 11 | 14 | [17 empty] | 0 | 0
8 | 11 | 15 | [17 empty] | 0 | 0
8 | 11 | 16 | [17 empty] | 0 | 0
8 | 11 | 17 | [17 empty] | 0 | 0
8 | 11 | 18 | [17 empty] | 0 | 0
8 | 11 | 19 | [17 empty] | 0 | 0
8 | 11 | 20 | [17 empty] | 0 | 0
8 | 11 | 21 | [17 empty] | 0 | 0
8 | 11 | 22 | [17 empty] | 0 | 0
8 | 11 | 23 | [17 empty] | 0 | 0
8 | 11 | 24 | [17 empty] | 0 | 0
8 | 12 | 1 | [17 empty] | 0 | 0
8 | 12 | 2 | [17 empty] | 0 | 0
8 | 12 | 3 | [17 empty] | 0 | 0
8 | 12 | 4 | [17 empty] | 0 | 0
8 | 12 | 5 | [17 empty] | 0 | 0
8 | 12 | 6 | [17 empty] | 0 | 0
8 | 12 | 7 | [17 empty] | 0 | 0
8 | 12 | 8 | [17 empty] | 0 | 0
8 | 12 | 9 | [17 empty] | 0 | 0
8 | 12 | 10 | [17 empty] | 0 | 0
8 | 12 | 11 | [17 empty] | 0 | 0
8 | 12 | 12 | [17 empty] | 0 | 0
8 | 12 | 13 | [17 empty] | 0 | 0
8 | 12 | 14 | [17 empty] | 0 | 0
8 | 12 | 15 | [17 empty] | 0 | 0
8 | 12 | 16 | [17 empty] | 0 | 0
8 | 12 | 17 | [17 empty] | 0 | 0
8 | 12 | 18 | [17 empty] | 0 | 0
8 | 12 | 19 | [17 empty] | 0 | 0
8 | 12 | 20 | [17 empty] | 0 | 0
8 | 12 | 21 | [17 empty] | 0 | 0
8 | 12 | 22 | [17 empty] | 0 | 0
8 | 12 | 23 | [17 empty] | 0 | 0
8 | 12 | 24 | [17 empty] | 0 | 0
8 | 13 | 1 | [17 empty] | 0 | 0
8 | 13 | 2 | [17 empty] | 0 | 0
8 | 13 | 3 | [17 empty] | 0 | 0
8 | 13 | 4 | [17 empty] | 0 | 0
8 | 13 | 5 | [17 empty] | 0 | 0
8 | 13 | 6 | [17 empty] | 0 | 0
8 | 13 | 7 | [17 empty] | 0 | 0
8 | 13 | 8 | [17 empty] | 0 | 0
8 | 13 | 9 | [17 empty] | 0 | 0
8 | 13 | 10 | [17 empty] | 0 | 0
8 | 13 | 11 | [17 empty] | 0 | 0
8 | 13 | 12 | [17 empty] | 0 | 0
8 | 13 | 13 | [17 empty] | 0 | 0
8 | 13 | 14 | [17 empty] | 0 | 0
8 | 13 | 15 | [17 empty] | 0 | 0
8 | 13 | 16 | [17 empty] | 0 | 0
8 | 13 | 17 | [17 empty] | 0 | 0
8 | 13 | 18 | [17 empty] | 0 | 0
8 | 13 | 19 | [17 empty] | 0 | 0
8 | 13 | 20 | [17 empty] | 0 | 0
8 | 13 | 21 | [17 empty] | 0 | 0
8 | 13 | 22 | [17 empty] | 0 | 0
8 | 13 | 23 | [17 empty] | 0 | 0
8 | 13 | 24 | [17 empty] | 0 | 0
8 | 14 | 1 | [17 empty] | 0 | 0
8 | 14 | 2 | [17 empty] | 0 | 0
8 | 14 | 3 | [17 empty] | 0 | 0
8 | 14 | 4 | [17 empty] | 0 | 0
8 | 14 | 5 | [17 empty] | 0 | 0
8 | 14 | 6 | [17 empty] | 0 | 0
8 | 14 | 7 | [17 empty] | 0 | 0
8 | 14 | 8 | [17 empty] | 0 | 0
8 | 14 | 9 | [17 empty] | 0 | 0
8 | 14 | 10 | [17 empty] | 0 | 0
8 | 14 | 11 | [17 empty] | 0 | 0
8 | 14 | 12 | [17 empty] | 0 | 0
8 | 14 | 13 | [17 empty] | 0 | 0
8 | 14 | 14 | [17 empty] | 0 | 0
8 | 14 | 15 | [17 empty] | 0 | 0
8 | 14 | 16 | [17 empty] | 0 | 0
8 | 14 | 17 | [17 empty] | 0 | 0
8 | 14 | 18 | [17 empty] | 0 | 0
8 | 14 | 19 | [17 empty] | 0 | 0
8 | 14 | 20 | [17 empty] | 0 | 0
8 | 14 | 21 | [17 empty] | 0 | 0
8 | 14 | 22 | [17 empty] | 0 | 0
8 | 14 | 23 | [17 empty] | 0 | 0
8 | 14 | 24 | [17 empty] | 0 | 0
8 | 15 | 1 | [17 empty] | 0 | 0
8 | 15 | 2 | [17 empty] | 0 | 0
8 | 15 | 3 | [17 empty] | 0 | 0
8 | 15 | 4 | [17 empty] | 0 | 0
8 | 15 | 5 | [17 empty] | 0 | 0
8 | 15 | 6 | [17 empty] | 0 | 0
8 | 15 | 7 | [17 empty] | 0 | 0
8 | 15 | 8 | [17 empty] | 0 | 0
8 | 15 | 9 | [17 empty] | 0 | 0
8 | 15 | 10 | [17 empty] | 0 | 0
8 | 15 | 11 | [17 empty] | 0 | 0
8 | 15 | 12 | [17 empty] | 0 | 0
8 | 15 | 13 | [17 empty] | 0 | 0
8 | 15 | 14 | [17 empty] | 0 | 0
8 | 15 | 15 | [17 empty] | 0 | 0
8 | 15 | 16 | [17 empty] | 0 | 0
8 | 15 | 17 | [17 empty] | 0 | 0
8 | 15 | 18 | [17 empty] | 0 | 0
8 | 15 | 19 | [17 empty] | 0 | 0
8 | 15 | 20 | [17 empty] | 0 | 0
8 | 15 | 21 | [17 empty] | 0 | 0
8 | 15 | 22 | [17 empty] | 0 | 0
8 | 15 | 23 | [17 empty] | 0 | 0
8 | 15 | 24 | [17 empty] | 0 | 0
8 | 16 | 1 | [17 empty] | 0 | 0
8 | 16 | 2 | [17 empty] | 0 | 0
8 | 16 | 3 | [17 empty] | 0 | 0
8 | 16 | 4 | [17 empty] | 0 | 0
8 | 16 | 5 | [17 empty] | 0 | 0
8 | 16 | 6 | [17 empty] | 0 | 0
8 | 16 | 7 | [17 empty] | 0 | 0
8 | 16 | 8 | [17 empty] | 0 | 0
8 | 16 | 9 | [17 empty] | 0 | 0
8 | 16 | 10 | [17 empty] | 0 | 0
8 | 16 | 11 | [17 empty] | 0 | 0
8 | 16 | 12 | [17 empty] | 0 | 0
8 | 16 | 13 | [17 empty] | 0 | 0
8 | 16 | 14 | [17 empty] | 0 | 0
8 | 16 | 15 | [17 empty] | 0 | 0
8 | 16 | 16 | [17 empty] | 0 | 0
8 | 16 | 17 | [17 empty] | 0 | 0
8 | 16 | 18 | [17 empty] | 0 | 0
8 | 16 | 19 | [17 empty] | 0 | 0
8 | 16 | 20 | [17 empty] | 0 | 0
8 | 16 | 21 | [17 empty] | 0 | 0
8 | 16 | 22 | [17 empty] | 0 | 0
8 | 16 | 23 | [17 empty] | 0 | 0
8 | 16 | 24 | [17 empty] | 0 | 0
8 | 17 | 1 | [17 empty] | 0 | 0
8 | 17 | 2 | [17 empty] | 0 | 0
8 | 17 | 3 | [17 empty] | 0 | 0
8 | 17 | 4 | [17 empty] | 0 | 0
8 | 17 | 5 | [17 empty] | 0 | 0
8 | 17 | 6 | [17 empty] | 0 | 0
8 | 17 | 7 | [17 empty] | 0 | 0
8 | 17 | 8 | [17 empty] | 0 | 0
8 | 17 | 9 | [17 empty] | 0 | 0
8 | 17 | 10 | [17 empty] | 0 | 0
8 | 17 | 11 | [17 empty] | 0 | 0
8 | 17 | 12 | [17 empty] | 0 | 0
8 | 17 | 13 | [17 empty] | 0 | 0
8 | 17 | 14 | [17 empty] | 0 | 0
8 | 17 | 15 | [17 empty] | 0 | 0
8 | 17 | 16 | [17 empty] | 0 | 0
8 | 17 | 17 | [17 empty] | 0 | 0
8 | 17 | 18 | [17 empty] | 0 | 0
8 | 17 | 19 | [17 empty] | 0 | 0
8 | 17 | 20 | [17 empty] | 0 | 0
8 | 17 | 21 | [17 empty] | 0 | 0
8 | 17 | 22 | [17 empty] | 0 | 0
8 | 17 | 23 | [17 empty] | 0 | 0
8 | 17 | 24 | [17 empty] | 0 | 0
8 | 18 | 1 | [17 empty] | 0 | 0
8 | 18 | 2 | [17 empty] | 0 | 0
8 | 18 | 3 | [17 empty] | 0 | 0
8 | 18 | 4 | [17 empty] | 0 | 0
8 | 18 | 5 | [17 empty] | 0 | 0
8 | 18 | 6 | [17 empty] | 0 | 0
8 | 18 | 7 | [17 empty] | 0 | 0
8 | 18 | 8 | [17 empty] | 0 | 0
8 | 18 | 9 | [17 empty] | 0 | 0
8 | 18 | 10 | [17 empty] | 0 | 0
8 | 18 | 11 | [17 empty] | 0 | 0
8 | 18 | 12 | [17 empty] | 0 | 0
8 | 18 | 13 | [17 empty] | 0 | 0
8 | 18 | 14 | [17 empty] | 0 | 0
8 | 18 | 15 | [17 empty] | 0 | 0
8 | 18 | 16 | [17 empty] | 0 | 0
8 | 18 | 17 | [17 empty] | 0 | 0
8 | 18 | 18 | [17 empty] | 0 | 0
8 | 18 | 19 | [17 empty] | 0 | 0
8 | 18 | 20 | [17 empty] | 0 | 0
8 | 18 | 21 | [17 empty] | 0 | 0
8 | 18 | 22 | [17 empty] | 0 | 0
8 | 18 | 23 | [17 empty] | 0 | 0
8 | 18 | 24 | [17 empty] | 0 | 0
8 | 19 | 1 | [17 empty] | 0 | 0
8 | 19 | 2 | [17 empty] | 0 | 0
8 | 19 | 3 | [17 empty] | 0 | 0
8 | 19 | 4 | [17 empty] | 0 | 0
8 | 19 | 5 | [17 empty] | 0 | 0
8 | 19 | 6 | [17 empty] | 0 | 0
8 | 19 | 7 | [17 empty] | 0 | 0
8 | 19 | 8 | [17 empty] | 0 | 0
8 | 19 | 9 | [17 empty] | 0 | 0
8 | 19 | 10 | [17 empty] | 0 | 0
8 | 19 | 11 | [17 empty] | 0 | 0
8 | 19 | 12 | [17 empty] | 0 | 0
8 | 19 | 13 | [17 empty] | 0 | 0
8 | 19 | 14 | [17 empty] | 0 | 0
8 | 19 | 15 | [17 empty] | 0 | 0
8 | 19 | 16 | [17 empty] | 0 | 0
8 | 19 | 17 | [17 empty] | 0 | 0
8 | 19 | 18 | [17 empty] | 0 | 0
8 | 19 | 19 | [17 empty] | 0 | 0
8 | 19 | 20 | [17 empty] | 0 | 0
8 | 19 | 21 | [17 empty] | 0 | 0
8 | 19 | 22 | [17 empty] | 0 | 0
8 | 19 | 23 | [17 empty] | 0 | 0
8 | 19 | 24 | [17 empty] | 0 | 0
8 | 20 | 1 | [17 empty] | 0 | 0
8 | 20 | 2 | [17 empty] | 0 | 0
8 | 20 | 3 | [17 empty] | 0 | 0
8 | 20 | 4 | [17 empty] | 0 | 0
8 | 20 | 5 | [17 empty] | 0 | 0
8 | 20 | 6 | [17 empty] | 0 | 0
8 | 20 | 7 | [17 empty] | 0 | 0
8 | 20 | 8 | [17 empty] | 0 | 0
8 | 20 | 9 | [17 empty] | 0 | 0
8 | 20 | 10 | [17 empty] | 0 | 0
8 | 20 | 11 | [17 empty] | 0 | 0
8 | 20 | 12 | [17 empty] | 0 | 0
8 | 20 | 13 | [17 empty] | 0 | 0
8 | 20 | 14 | [17 empty] | 0 | 0
8 | 20 | 15 | [17 empty] | 0 | 0
8 | 20 | 16 | [17 empty] | 0 | 0
8 | 20 | 17 | [17 empty] | 0 | 0
8 | 20 | 18 | [17 empty] | 0 | 0
8 | 20 | 19 | [17 empty] | 0 | 0
8 | 20 | 20 | [17 empty] | 0 | 0
8 | 20 | 21 | [17 empty] | 0 | 0
8 | 20 | 22 | [17 empty] | 0 | 0
8 | 20 | 23 | [17 empty] | 0 | 0
8 | 20 | 24 | [17 empty] | 0 | 0
8 | 21 | 1 | [17 empty] | 0 | 0
8 | 21 | 2 | [17 empty] | 0 | 0
8 | 21 | 3 | [17 empty] | 0 | 0
8 | 21 | 4 | [17 empty] | 0 | 0
8 | 21 | 5 | [17 empty] | 0 | 0
8 | 21 | 6 | [17 empty] | 0 | 0
8 | 21 | 7 | [17 empty] | 0 | 0
8 | 21 | 8 | [17 empty] | 0 | 0
8 | 21 | 9 | [17 empty] | 0 | 0
8 | 21 | 10 | [17 empty] | 0 | 0
8 | 21 | 11 | [17 empty] | 0 | 0
8 | 21 | 12 | [17 empty] | 0 | 0
8 | 21 | 13 | [17 empty] | 0 | 0
8 | 21 | 14 | [17 empty] | 0 | 0
8 | 21 | 15 | [17 empty] | 0 | 0
8 | 21 | 16 | [17 empty] | 0 | 0
8 | 21 | 17 | [17 empty] | 0 | 0
8 | 21 | 18 | [17 empty] | 0 | 0
8 | 21 | 19 | [17 empty] | 0 | 0
8 | 21 | 20 | [17 empty] | 0 | 0
8 | 21 | 21 | [17 empty] | 0 | 0
8 | 21 | 22 | [17 empty] | 0 | 0
8 | 21 | 23 | [17 empty] | 0 | 0
8 | 21 | 24 | [17 empty] | 0 | 0
8 | 22 | 1 | [17 empty] | 0 | 0
8 | 22 | 2 | [17 empty] | 0 | 0
8 | 22 | 3 | [17 empty] | 0 | 0
8 | 22 | 4 | [17 empty] | 0 | 0
8 | 22 | 5 | [17 empty] | 0 | 0
8 | 22 | 6 | [17 empty] | 0 | 0
8 | 22 | 7 | [17 empty] | 0 | 0
8 | 22 | 8 | [17 empty] | 0 | 0
8 | 22 | 9 | [17 empty] | 0 | 0
8 | 22 | 10 | [17 empty] | 0 | 0
8 | 22 | 11 | [17 empty] | 0 | 0
8 | 22 | 12 | [17 empty] | 0 | 0
8 | 22 | 13 | [17 empty] | 0 | 0
8 | 22 | 14 | [17 empty] | 0 | 0
8 | 22 | 15 | [17 empty] | 0 | 0
8 | 22 | 16 | [17 empty] | 0 | 0
8 | 22 | 17 | [17 empty] | 0 | 0
8 | 22 | 18 | [17 empty] | 0 | 0
8 | 22 | 19 | [17 empty] | 0 | 0
8 | 22 | 20 | [17 empty] | 0 | 0
8 | 22 | 21 | [17 empty] | 0 | 0
8 | 22 | 22 | [17 empty] | 0 | 0
8 | 22 | 23 | [17 empty] | 0 | 0
8 | 22 | 24 | [17 empty] | 0 | 0
8 | 23 | 1 | [17 empty] | 0 | 0
8 | 23 | 2 | [17 empty] | 0 | 0
8 | 23 | 3 | [17 empty] | 0 | 0
8 | 23 | 4 | [17 empty] | 0 | 0
8 | 23 | 5 | [17 empty] | 0 | 0
8 | 23 | 6 | [17 empty] | 0 | 0
8 | 23 | 7 | [17 empty] | 0 | 0
8 | 23 | 8 | [17 empty] | 0 | 0
8 | 23 | 9 | [17 empty] | 0 | 0
8 | 23 | 10 | [17 empty] | 0 | 0
8 | 23 | 11 | [17 empty] | 0 | 0
8 | 23 | 12 | [17 empty] | 0 | 0
8 | 23 | 13 | [17 empty] | 0 | 0
8 | 23 | 14 | [17 empty] | 0 | 0
8 | 23 | 15 | [17 empty] | 0 | 0
8 | 23 | 16 | [17 empty] | 0 | 0
8 | 23 | 17 | [17 empty] | 0 | 0
8 | 23 | 18 | [17 empty] | 0 | 0
8 | 23 | 19 | [17 empty] | 0 | 0
8 | 23 | 20 | [17 empty] | 0 | 0
8 | 23 | 21 | [17 empty] | 0 | 0
8 | 23 | 22 | [17 empty] | 0 | 0
8 | 23 | 23 | [17 empty] | 0 | 0
8 | 23 | 24 | [17 empty] | 0 | 0
8 | 24 | 1 | [17 empty] | 0 | 0
8 | 24 | 2 | [17 empty] | 0 | 0
8 | 24 | 3 | [17 empty] | 0 | 0
8 | 24 | 4 | [17 empty] | 0 | 0
8 | 24 | 5 | [17 empty] | 0 | 0
8 | 24 | 6 | [17 empty] | 0 | 0
8 | 24 | 7 | [17 empty] | 0 | 0
8 | 24 | 8 | [17 empty] | 0 | 0
8 | 24 | 9 | [17 empty] | 0 | 0
8 | 24 | 10 | [17 empty] | 0 | 0
8 | 24 | 11 | [17 empty] | 0 | 0
8 | 24 | 12 | [17 empty] | 0 | 0
8 | 24 | 13 | [17 empty] | 0 | 0
8 | 24 | 14 | [17 empty] | 0 | 0
8 | 24 | 15 | [17 empty] | 0 | 0
8 | 24 | 16 | [17 empty] | 0 | 0
8 | 24 | 17 | [17 empty] | 0 | 0
8 | 24 | 18 | [17 empty] | 0 | 0
8 | 24 | 19 | [17 empty] | 0 | 0
8 | 24 | 20 | [17 empty] | 0 | 0
8 | 24 | 21 | [17 empty] | 0 | 0
8 | 24 | 22 | [17 empty] | 0 | 0
8 | 24 | 23 | [17 empty] | 0 | 0
8 | 24 | 24 | [17 empty] | 0 | 0
8 | 25 | 1 | [17 empty] | 0 | 0
8 | 25 | 2 | [17 empty] | 0 | 0
8 | 25 | 3 | [17 empty] | 0 | 0
8 | 25 | 4 | [17 empty] | 0 | 0
8 | 25 | 5 | [17 empty] | 0 | 0
8 | 25 | 6 | [17 empty] | 0 | 0
8 | 25 | 7 | [17 empty] | 0 | 0
8 | 25 | 8 | [17 empty] | 0 | 0
8 | 25 | 9 | [17 empty] | 0 | 0
8 | 25 | 10 | [17 empty] | 0 | 0
8 | 25 | 11 | [17 empty] | 0 | 0
8 | 25 | 12 | [17 empty] | 0 | 0
8 | 25 | 13 | [17 empty] | 0 | 0
8 | 25 | 14 | [17 empty] | 0 | 0
8 | 25 | 15 | [17 empty] | 0 | 0
8 | 25 | 16 | [17 empty] | 0 | 0
8 | 25 | 17 | [17 empty] | 0 | 0
8 | 25 | 18 | [17 empty] | 0 | 0
8 | 25 | 19 | [17 empty] | 0 | 0
8 | 25 | 20 | [17 empty] | 0 | 0
8 | 25 | 21 | [17 empty] | 0 | 0
8 | 25 | 22 | [17 empty] | 0 | 0
8 | 25 | 23 | [17 empty] | 0 | 0
8 | 25 | 24 | [17 empty] | 0 | 0
8 | 26 | 1 | [17 empty] | 0 | 0
8 | 26 | 2 | [17 empty] | 0 | 0
8 | 26 | 3 | [17 empty] | 0 | 0
8 | 26 | 4 | [17 empty] | 0 | 0
8 | 26 | 5 | [17 empty] | 0 | 0
8 | 26 | 6 | [17 empty] | 0 | 0
8 | 26 | 7 | [17 empty] | 0 | 0
8 | 26 | 8 | [17 empty] | 0 | 0
8 | 26 | 9 | [17 empty] | 0 | 0
8 | 26 | 10 | [17 empty] | 0 | 0
8 | 26 | 11 | [17 empty] | 0 | 0
8 | 26 | 12 | [17 empty] | 0 | 0
8 | 26 | 13 | [17 empty] | 0 | 0
8 | 26 | 14 | [17 empty] | 0 | 0
8 | 26 | 15 | [17 empty] | 0 | 0
8 | 26 | 16 | [17 empty] | 0 | 0
8 | 26 | 17 | [17 empty] | 0 | 0
8 | 26 | 18 | [17 empty] | 0 | 0
8 | 26 | 19 | [17 empty] | 0 | 0
8 | 26 | 20 | [17 empty] | 0 | 0
8 | 26 | 21 | [17 empty] | 0 | 0
8 | 26 | 22 | [17 empty] | 0 | 0
8 | 26 | 23 | [17 empty] | 0 | 0
8 | 26 | 24 | [17 empty] | 0 | 0
8 | 27 | 1 | [17 empty] | 0 | 0
8 | 27 | 2 | [17 empty] | 0 | 0
8 | 27 | 3 | [17 empty] | 0 | 0
8 | 27 | 4 | [17 empty] | 0 | 0
8 | 27 | 5 | [17 empty] | 0 | 0
8 | 27 | 6 | [17 empty] | 0 | 0
8 | 27 | 7 | [17 empty] | 0 | 0
8 | 27 | 8 | [17 empty] | 0 | 0
8 | 27 | 9 | [17 empty] | 0 | 0
8 | 27 | 10 | [17 empty] | 0 | 0
8 | 27 | 11 | [17 empty] | 0 | 0
8 | 27 | 12 | [17 empty] | 0 | 0
8 | 27 | 13 | [17 empty] | 0 | 0
8 | 27 | 14 | [17 empty] | 0 | 0
8 | 27 | 15 | [17 empty] | 0 | 0
8 | 27 | 16 | [17 empty] | 0 | 0
8 | 27 | 17 | [17 empty] | 0 | 0
8 | 27 | 18 | [17 empty] | 0 | 0
8 | 27 | 19 | [17 empty] | 0 | 0
8 | 27 | 20 | [17 empty] | 0 | 0
8 | 27 | 21 | [17 empty] | 0 | 0
8 | 27 | 22 | [17 empty] | 0 | 0
8 | 27 | 23 | [17 empty] | 0 | 0
8 | 27 | 24 | [17 empty] | 0 | 0
8 | 28 | 1 | [17 empty] | 0 | 0
8 | 28 | 2 | [17 empty] | 0 | 0
8 | 28 | 3 | [17 empty] | 0 | 0
8 | 28 | 4 | [17 empty] | 0 | 0
8 | 28 | 5 | [17 empty] | 0 | 0
8 | 28 | 6 | [17 empty] | 0 | 0
8 | 28 | 7 | [17 empty] | 0 | 0
8 | 28 | 8 | [17 empty] | 0 | 0
8 | 28 | 9 | [17 empty] | 0 | 0
8 | 28 | 10 | [17 empty] | 0 | 0
8 | 28 | 11 | [17 empty] | 0 | 0
8 | 28 | 12 | [17 empty] | 0 | 0
8 | 28 | 13 | [17 empty] | 0 | 0
8 | 28 | 14 | [17 empty] | 0 | 0
8 | 28 | 15 | [17 empty] | 0 | 0
8 | 28 | 16 | [17 empty] | 0 | 0
8 | 28 | 17 | [17 empty] | 0 | 0
8 | 28 | 18 | [17 empty] | 0 | 0
8 | 28 | 19 | [17 empty] | 0 | 0
8 | 28 | 20 | [17 empty] | 0 | 0
8 | 28 | 21 | [17 empty] | 0 | 0
8 | 28 | 22 | [17 empty] | 0 | 0
8 | 28 | 23 | [17 empty] | 0 | 0
8 | 28 | 24 | [17 empty] | 0 | 0
8 | 29 | 1 | [17 empty] | 0 | 0
8 | 29 | 2 | [17 empty] | 0 | 0
8 | 29 | 3 | [17 empty] | 0 | 0
8 | 29 | 4 | [17 empty] | 0 | 0
8 | 29 | 5 | [17 empty] | 0 | 0
8 | 29 | 6 | [17 empty] | 0 | 0
8 | 29 | 7 | [17 empty] | 0 | 0
8 | 29 | 8 | [17 empty] | 0 | 0
8 | 29 | 9 | [17 empty] | 0 | 0
8 | 29 | 10 | [17 empty] | 0 | 0
8 | 29 | 11 | [17 empty] | 0 | 0
8 | 29 | 12 | [17 empty] | 0 | 0
8 | 29 | 13 | [17 empty] | 0 | 0
8 | 29 | 14 | [17 empty] | 0 | 0
8 | 29 | 15 | [17 empty] | 0 | 0
8 | 29 | 16 | [17 empty] | 0 | 0
8 | 29 | 17 | [17 empty] | 0 | 0
8 | 29 | 18 | [17 empty] | 0 | 0
8 | 29 | 19 | [17 empty] | 0 | 0
8 | 29 | 20 | [17 empty] | 0 | 0
8 | 29 | 21 | [17 empty] | 0 | 0
8 | 29 | 22 | [17 empty] | 0 | 0
8 | 29 | 23 | [17 empty] | 0 | 0
8 | 29 | 24 | [17 empty] | 0 | 0
8 | 30 | 1 | [17 empty] | 0 | 0
8 | 30 | 2 | [17 empty] | 0 | 0
8 | 30 | 3 | [17 empty] | 0 | 0
8 | 30 | 4 | [17 empty] | 0 | 0
8 | 30 | 5 | [17 empty] | 0 | 0
8 | 30 | 6 | [17 empty] | 0 | 0
8 | 30 | 7 | [17 empty] | 0 | 0
8 | 30 | 8 | [17 empty] | 0 | 0
8 | 30 | 9 | [17 empty] | 0 | 0
8 | 30 | 10 | [17 empty] | 0 | 0
8 | 30 | 11 | [17 empty] | 0 | 0
8 | 30 | 12 | [17 empty] | 0 | 0
8 | 30 | 13 | [17 empty] | 0 | 0
8 | 30 | 14 | [17 empty] | 0 | 0
8 | 30 | 15 | [17 empty] | 0 | 0
8 | 30 | 16 | [17 empty] | 0 | 0
8 | 30 | 17 | [17 empty] | 0 | 0
8 | 30 | 18 | [17 empty] | 0 | 0
8 | 30 | 19 | [17 empty] | 0 | 0
8 | 30 | 20 | [17 empty] | 0 | 0
8 | 30 | 21 | [17 empty] | 0 | 0
8 | 30 | 22 | [17 empty] | 0 | 0
8 | 30 | 23 | [17 empty] | 0 | 0
8 | 30 | 24 | [17 empty] | 0 | 0
8 | 31 | 1 | [17 empty] | 0 | 0
8 | 31 | 2 | [17 empty] | 0 | 0
8 | 31 | 3 | [17 empty] | 0 | 0
8 | 31 | 4 | [17 empty] | 0 | 0
8 | 31 | 5 | [17 empty] | 0 | 0
8 | 31 | 6 | [17 empty] | 0 | 0
8 | 31 | 7 | [17 empty] | 0 | 0
8 | 31 | 8 | [17 empty] | 0 | 0
8 | 31 | 9 | [17 empty] | 0 | 0
8 | 31 | 10 | [17 empty] | 0 | 0
8 | 31 | 11 | [17 empty] | 0 | 0
8 | 31 | 12 | [17 empty] | 0 | 0
8 | 31 | 13 | [17 empty] | 0 | 0
8 | 31 | 14 | [17 empty] | 0 | 0
8 | 31 | 15 | [17 empty] | 0 | 0
8 | 31 | 16 | [17 empty] | 0 | 0
8 | 31 | 17 | [17 empty] | 0 | 0
8 | 31 | 18 | [17 empty] | 0 | 0
8 | 31 | 19 | [17 empty] | 0 | 0
8 | 31 | 20 | [17 empty] | 0 | 0
8 | 31 | 21 | [17 empty] | 0 | 0
8 | 31 | 22 | [17 empty] | 0 | 0
8 | 31 | 23 | [17 empty] | 0 | 0
8 | 31 | 24 | [17 empty] | 0 | 0
9 | 1 | 1 | [17 empty] | 0 | 0
9 | 1 | 2 | [17 empty] | 0 | 0
9 | 1 | 3 | [17 empty] | 0 | 0
9 | 1 | 4 | [17 empty] | 0 | 0
9 | 1 | 5 | [17 empty] | 0 | 0
9 | 1 | 6 | [17 empty] | 0 | 0
9 | 1 | 7 | [17 empty] | 0 | 0
9 | 1 | 8 | [17 empty] | 0 | 0
9 | 1 | 9 | [17 empty] | 0 | 0
9 | 1 | 10 | [17 empty] | 0 | 0
9 | 1 | 11 | [17 empty] | 0 | 0
9 | 1 | 12 | [17 empty] | 0 | 0
9 | 1 | 13 | [17 empty] | 0 | 0
9 | 1 | 14 | [17 empty] | 0 | 0
9 | 1 | 15 | [17 empty] | 0 | 0
9 | 1 | 16 | [17 empty] | 0 | 0
9 | 1 | 17 | [17 empty] | 0 | 0
9 | 1 | 18 | [17 empty] | 0 | 0
9 | 1 | 19 | [17 empty] | 0 | 0
9 | 1 | 20 | [17 empty] | 0 | 0
9 | 1 | 21 | [17 empty] | 0 | 0
9 | 1 | 22 | [17 empty] | 0 | 0
9 | 1 | 23 | [17 empty] | 0 | 0
9 | 1 | 24 | [17 empty] | 0 | 0
9 | 2 | 1 | [17 empty] | 0 | 0
9 | 2 | 2 | [17 empty] | 0 | 0
9 | 2 | 3 | [17 empty] | 0 | 0
9 | 2 | 4 | [17 empty] | 0 | 0
9 | 2 | 5 | [17 empty] | 0 | 0
9 | 2 | 6 | [17 empty] | 0 | 0
9 | 2 | 7 | [17 empty] | 0 | 0
9 | 2 | 8 | [17 empty] | 0 | 0
9 | 2 | 9 | [17 empty] | 0 | 0
9 | 2 | 10 | [17 empty] | 0 | 0
9 | 2 | 11 | [17 empty] | 0 | 0
9 | 2 | 12 | [17 empty] | 0 | 0
9 | 2 | 13 | [17 empty] | 0 | 0
9 | 2 | 14 | [17 empty] | 0 | 0
9 | 2 | 15 | [17 empty] | 0 | 0
9 | 2 | 16 | [17 empty] | 0 | 0
9 | 2 | 17 | [17 empty] | 0 | 0
9 | 2 | 18 | [17 empty] | 0 | 0
9 | 2 | 19 | [17 empty] | 0 | 0
9 | 2 | 20 | [17 empty] | 0 | 0
9 | 2 | 21 | [17 empty] | 0 | 0
9 | 2 | 22 | [17 empty] | 0 | 0
9 | 2 | 23 | [17 empty] | 0 | 0
9 | 2 | 24 | [17 empty] | 0 | 0
9 | 3 | 1 | [17 empty] | 0 | 0
9 | 3 | 2 | [17 empty] | 0 | 0
9 | 3 | 3 | [17 empty] | 0 | 0
9 | 3 | 4 | [17 empty] | 0 | 0
9 | 3 | 5 | [17 empty] | 0 | 0
9 | 3 | 6 | [17 empty] | 0 | 0
9 | 3 | 7 | [17 empty] | 0 | 0
9 | 3 | 8 | [17 empty] | 0 | 0
9 | 3 | 9 | [17 empty] | 0 | 0
9 | 3 | 10 | [17 empty] | 0 | 0
9 | 3 | 11 | [17 empty] | 0 | 0
9 | 3 | 12 | [17 empty] | 0 | 0
9 | 3 | 13 | [17 empty] | 0 | 0
9 | 3 | 14 | [17 empty] | 0 | 0
9 | 3 | 15 | [17 empty] | 0 | 0
9 | 3 | 16 | [17 empty] | 0 | 0
9 | 3 | 17 | [17 empty] | 0 | 0
9 | 3 | 18 | [17 empty] | 0 | 0
9 | 3 | 19 | [17 empty] | 0 | 0
9 | 3 | 20 | [17 empty] | 0 | 0
9 | 3 | 21 | [17 empty] | 0 | 0
9 | 3 | 22 | [17 empty] | 0 | 0
9 | 3 | 23 | [17 empty] | 0 | 0
9 | 3 | 24 | [17 empty] | 0 | 0
9 | 4 | 1 | [17 empty] | 0 | 0
9 | 4 | 2 | [17 empty] | 0 | 0
9 | 4 | 3 | [17 empty] | 0 | 0
9 | 4 | 4 | [17 empty] | 0 | 0
9 | 4 | 5 | [17 empty] | 0 | 0
9 | 4 | 6 | [17 empty] | 0 | 0
9 | 4 | 7 | [17 empty] | 0 | 0
9 | 4 | 8 | [17 empty] | 0 | 0
9 | 4 | 9 | [17 empty] | 0 | 0
9 | 4 | 10 | [17 empty] | 0 | 0
9 | 4 | 11 | [17 empty] | 0 | 0
9 | 4 | 12 | [17 empty] | 0 | 0
9 | 4 | 13 | [17 empty] | 0 | 0
9 | 4 | 14 | [17 empty] | 0 | 0
9 | 4 | 15 | [17 empty] | 0 | 0
9 | 4 | 16 | [17 empty] | 0 | 0
9 | 4 | 17 | [17 empty] | 0 | 0
9 | 4 | 18 | [17 empty] | 0 | 0
9 | 4 | 19 | [17 empty] | 0 | 0
9 | 4 | 20 | [17 empty] | 0 | 0
9 | 4 | 21 | [17 empty] | 0 | 0
9 | 4 | 22 | [17 empty] | 0 | 0
9 | 4 | 23 | [17 empty] | 0 | 0
9 | 4 | 24 | [17 empty] | 0 | 0
9 | 5 | 1 | [17 empty] | 0 | 0
9 | 5 | 2 | [17 empty] | 0 | 0
9 | 5 | 3 | [17 empty] | 0 | 0
9 | 5 | 4 | [17 empty] | 0 | 0
9 | 5 | 5 | [17 empty] | 0 | 0
9 | 5 | 6 | [17 empty] | 0 | 0
9 | 5 | 7 | [17 empty] | 0 | 0
9 | 5 | 8 | [17 empty] | 0 | 0
9 | 5 | 9 | [17 empty] | 0 | 0
9 | 5 | 10 | [17 empty] | 0 | 0
9 | 5 | 11 | [17 empty] | 0 | 0
9 | 5 | 12 | [17 empty] | 0 | 0
9 | 5 | 13 | [17 empty] | 0 | 0
9 | 5 | 14 | [17 empty] | 0 | 0
9 | 5 | 15 | [17 empty] | 0 | 0
9 | 5 | 16 | [17 empty] | 0 | 0
9 | 5 | 17 | [17 empty] | 0 | 0
9 | 5 | 18 | [17 empty] | 0 | 0
9 | 5 | 19 | [17 empty] | 0 | 0
9 | 5 | 20 | [17 empty] | 0 | 0
9 | 5 | 21 | [17 empty] | 0 | 0
9 | 5 | 22 | [17 empty] | 0 | 0
9 | 5 | 23 | [17 empty] | 0 | 0
9 | 5 | 24 | [17 empty] | 0 | 0
9 | 6 | 1 | [17 empty] | 0 | 0
9 | 6 | 2 | [17 empty] | 0 | 0
9 | 6 | 3 | [17 empty] | 0 | 0
9 | 6 | 4 | [17 empty] | 0 | 0
9 | 6 | 5 | [17 empty] | 0 | 0
9 | 6 | 6 | [17 empty] | 0 | 0
9 | 6 | 7 | [17 empty] | 0 | 0
9 | 6 | 8 | [17 empty] | 0 | 0
9 | 6 | 9 | [17 empty] | 0 | 0
9 | 6 | 10 | [17 empty] | 0 | 0
9 | 6 | 11 | [17 empty] | 0 | 0
9 | 6 | 12 | [17 empty] | 0 | 0
9 | 6 | 13 | [17 empty] | 0 | 0
9 | 6 | 14 | [17 empty] | 0 | 0
9 | 6 | 15 | [17 empty] | 0 | 0
9 | 6 | 16 | [17 empty] | 0 | 0
9 | 6 | 17 | [17 empty] | 0 | 0
9 | 6 | 18 | [17 empty] | 0 | 0
9 | 6 | 19 | [17 empty] | 0 | 0
9 | 6 | 20 | [17 empty] | 0 | 0
9 | 6 | 21 | [17 empty] | 0 | 0
9 | 6 | 22 | [17 empty] | 0 | 0
9 | 6 | 23 | [17 empty] | 0 | 0
9 | 6 | 24 | [17 empty] | 0 | 0
9 | 7 | 1 | [17 empty] | 0 | 0
9 | 7 | 2 | [17 empty] | 0 | 0
9 | 7 | 3 | [17 empty] | 0 | 0
9 | 7 | 4 | [17 empty] | 0 | 0
9 | 7 | 5 | [17 empty] | 0 | 0
9 | 7 | 6 | [17 empty] | 0 | 0
9 | 7 | 7 | [17 empty] | 0 | 0
9 | 7 | 8 | [17 empty] | 0 | 0
9 | 7 | 9 | [17 empty] | 0 | 0
9 | 7 | 10 | [17 empty] | 0 | 0
9 | 7 | 11 | [17 empty] | 0 | 0
9 | 7 | 12 | [17 empty] | 0 | 0
9 | 7 | 13 | [17 empty] | 0 | 0
9 | 7 | 14 | [17 empty] | 0 | 0
9 | 7 | 15 | [17 empty] | 0 | 0
9 | 7 | 16 | [17 empty] | 0 | 0
9 | 7 | 17 | [17 empty] | 0 | 0
9 | 7 | 18 | [17 empty] | 0 | 0
9 | 7 | 19 | [17 empty] | 0 | 0
9 | 7 | 20 | [17 empty] | 0 | 0
9 | 7 | 21 | [17 empty] | 0 | 0
9 | 7 | 22 | [17 empty] | 0 | 0
9 | 7 | 23 | [17 empty] | 0 | 0
9 | 7 | 24 | [17 empty] | 0 | 0
9 | 8 | 1 | [17 empty] | 0 | 0
9 | 8 | 2 | [17 empty] | 0 | 0
9 | 8 | 3 | [17 empty] | 0 | 0
9 | 8 | 4 | [17 empty] | 0 | 0
9 | 8 | 5 | [17 empty] | 0 | 0
9 | 8 | 6 | [17 empty] | 0 | 0
9 | 8 | 7 | [17 empty] | 0 | 0
9 | 8 | 8 | [17 empty] | 0 | 0
9 | 8 | 9 | [17 empty] | 0 | 0
9 | 8 | 10 | [17 empty] | 0 | 0
9 | 8 | 11 | [17 empty] | 0 | 0
9 | 8 | 12 | [17 empty] | 0 | 0
9 | 8 | 13 | [17 empty] | 0 | 0
9 | 8 | 14 | [17 empty] | 0 | 0
9 | 8 | 15 | [17 empty] | 0 | 0
9 | 8 | 16 | [17 empty] | 0 | 0
9 | 8 | 17 | [17 empty] | 0 | 0
9 | 8 | 18 | [17 empty] | 0 | 0
9 | 8 | 19 | [17 empty] | 0 | 0
9 | 8 | 20 | [17 empty] | 0 | 0
9 | 8 | 21 | [17 empty] | 0 | 0
9 | 8 | 22 | [17 empty] | 0 | 0
9 | 8 | 23 | [17 empty] | 0 | 0
9 | 8 | 24 | [17 empty] | 0 | 0
9 | 9 | 1 | [17 empty] | 0 | 0
9 | 9 | 2 | [17 empty] | 0 | 0
9 | 9 | 3 | [17 empty] | 0 | 0
9 | 9 | 4 | [17 empty] | 0 | 0
9 | 9 | 5 | [17 empty] | 0 | 0
9 | 9 | 6 | [17 empty] | 0 | 0
9 | 9 | 7 | [17 empty] | 0 | 0
9 | 9 | 8 | [17 empty] | 0 | 0
9 | 9 | 9 | [17 empty] | 0 | 0
9 | 9 | 10 | [17 empty] | 0 | 0
9 | 9 | 11 | [17 empty] | 0 | 0
9 | 9 | 12 | [17 empty] | 0 | 0
9 | 9 | 13 | [17 empty] | 0 | 0
9 | 9 | 14 | [17 empty] | 0 | 0
9 | 9 | 15 | [17 empty] | 0 | 0
9 | 9 | 16 | [17 empty] | 0 | 0
9 | 9 | 17 | [17 empty] | 0 | 0
9 | 9 | 18 | [17 empty] | 0 | 0
9 | 9 | 19 | [17 empty] | 0 | 0
9 | 9 | 20 | [17 empty] | 0 | 0
9 | 9 | 21 | [17 empty] | 0 | 0
9 | 9 | 22 | [17 empty] | 0 | 0
9 | 9 | 23 | [17 empty] | 0 | 0
9 | 9 | 24 | [17 empty] | 0 | 0
9 | 10 | 1 | [17 empty] | 0 | 0
9 | 10 | 2 | [17 empty] | 0 | 0
9 | 10 | 3 | [17 empty] | 0 | 0
9 | 10 | 4 | [17 empty] | 0 | 0
9 | 10 | 5 | [17 empty] | 0 | 0
9 | 10 | 6 | [17 empty] | 0 | 0
9 | 10 | 7 | [17 empty] | 0 | 0
9 | 10 | 8 | [17 empty] | 0 | 0
9 | 10 | 9 | [17 empty] | 0 | 0
9 | 10 | 10 | [17 empty] | 0 | 0
9 | 10 | 11 | [17 empty] | 0 | 0
9 | 10 | 12 | [17 empty] | 0 | 0
9 | 10 | 13 | [17 empty] | 0 | 0
9 | 10 | 14 | [17 empty] | 0 | 0
9 | 10 | 15 | [17 empty] | 0 | 0
9 | 10 | 16 | [17 empty] | 0 | 0
9 | 10 | 17 | [17 empty] | 0 | 0
9 | 10 | 18 | [17 empty] | 0 | 0
9 | 10 | 19 | [17 empty] | 0 | 0
9 | 10 | 20 | [17 empty] | 0 | 0
9 | 10 | 21 | [17 empty] | 0 | 0
9 | 10 | 22 | [17 empty] | 0 | 0
9 | 10 | 23 | [17 empty] | 0 | 0
9 | 10 | 24 | [17 empty] | 0 | 0
9 | 11 | 1 | [17 empty] | 0 | 0
9 | 11 | 2 | [17 empty] | 0 | 0
9 | 11 | 3 | [17 empty] | 0 | 0
9 | 11 | 4 | [17 empty] | 0 | 0
9 | 11 | 5 | [17 empty] | 0 | 0
9 | 11 | 6 | [17 empty] | 0 | 0
9 | 11 | 7 | [17 empty] | 0 | 0
9 | 11 | 8 | [17 empty] | 0 | 0
9 | 11 | 9 | [17 empty] | 0 | 0
9 | 11 | 10 | [17 empty] | 0 | 0
9 | 11 | 11 | [17 empty] | 0 | 0
9 | 11 | 12 | [17 empty] | 0 | 0
9 | 11 | 13 | [17 empty] | 0 | 0
9 | 11 | 14 | [17 empty] | 0 | 0
9 | 11 | 15 | [17 empty] | 0 | 0
9 | 11 | 16 | [17 empty] | 0 | 0
9 | 11 | 17 | [17 empty] | 0 | 0
9 | 11 | 18 | [17 empty] | 0 | 0
9 | 11 | 19 | [17 empty] | 0 | 0
9 | 11 | 20 | [17 empty] | 0 | 0
9 | 11 | 21 | [17 empty] | 0 | 0
9 | 11 | 22 | [17 empty] | 0 | 0
9 | 11 | 23 | [17 empty] | 0 | 0
9 | 11 | 24 | [17 empty] | 0 | 0
9 | 12 | 1 | [17 empty] | 0 | 0
9 | 12 | 2 | [17 empty] | 0 | 0
9 | 12 | 3 | [17 empty] | 0 | 0
9 | 12 | 4 | [17 empty] | 0 | 0
9 | 12 | 5 | [17 empty] | 0 | 0
9 | 12 | 6 | [17 empty] | 0 | 0
9 | 12 | 7 | [17 empty] | 0 | 0
9 | 12 | 8 | [17 empty] | 0 | 0
9 | 12 | 9 | [17 empty] | 0 | 0
9 | 12 | 10 | [17 empty] | 0 | 0
9 | 12 | 11 | [17 empty] | 0 | 0
9 | 12 | 12 | [17 empty] | 0 | 0
9 | 12 | 13 | [17 empty] | 0 | 0
9 | 12 | 14 | [17 empty] | 0 | 0
9 | 12 | 15 | [17 empty] | 0 | 0
9 | 12 | 16 | [17 empty] | 0 | 0
9 | 12 | 17 | [17 empty] | 0 | 0
9 | 12 | 18 | [17 empty] | 0 | 0
9 | 12 | 19 | [17 empty] | 0 | 0
9 | 12 | 20 | [17 empty] | 0 | 0
9 | 12 | 21 | [17 empty] | 0 | 0
9 | 12 | 22 | [17 empty] | 0 | 0
9 | 12 | 23 | [17 empty] | 0 | 0
9 | 12 | 24 | [17 empty] | 0 | 0
9 | 13 | 1 | [17 empty] | 0 | 0
9 | 13 | 2 | [17 empty] | 0 | 0
9 | 13 | 3 | [17 empty] | 0 | 0
9 | 13 | 4 | [17 empty] | 0 | 0
9 | 13 | 5 | [17 empty] | 0 | 0
9 | 13 | 6 | [17 empty] | 0 | 0
9 | 13 | 7 | [17 empty] | 0 | 0
9 | 13 | 8 | [17 empty] | 0 | 0
9 | 13 | 9 | [17 empty] | 0 | 0
9 | 13 | 10 | [17 empty] | 0 | 0
9 | 13 | 11 | [17 empty] | 0 | 0
9 | 13 | 12 | [17 empty] | 0 | 0
9 | 13 | 13 | [17 empty] | 0 | 0
9 | 13 | 14 | [17 empty] | 0 | 0
9 | 13 | 15 | [17 empty] | 0 | 0
9 | 13 | 16 | [17 empty] | 0 | 0
9 | 13 | 17 | [17 empty] | 0 | 0
9 | 13 | 18 | [17 empty] | 0 | 0
9 | 13 | 19 | [17 empty] | 0 | 0
9 | 13 | 20 | [17 empty] | 0 | 0
9 | 13 | 21 | [17 empty] | 0 | 0
9 | 13 | 22 | [17 empty] | 0 | 0
9 | 13 | 23 | [17 empty] | 0 | 0
9 | 13 | 24 | [17 empty] | 0 | 0
9 | 14 | 1 | [17 empty] | 0 | 0
9 | 14 | 2 | [17 empty] | 0 | 0
9 | 14 | 3 | [17 empty] | 0 | 0
9 | 14 | 4 | [17 empty] | 0 | 0
9 | 14 | 5 | [17 empty] | 0 | 0
9 | 14 | 6 | [17 empty] | 0 | 0
9 | 14 | 7 | [17 empty] | 0 | 0
9 | 14 | 8 | [17 empty] | 0 | 0
9 | 14 | 9 | [17 empty] | 0 | 0
9 | 14 | 10 | [17 empty] | 0 | 0
9 | 14 | 11 | [17 empty] | 0 | 0
9 | 14 | 12 | [17 empty] | 0 | 0
9 | 14 | 13 | [17 empty] | 0 | 0
9 | 14 | 14 | [17 empty] | 0 | 0
9 | 14 | 15 | [17 empty] | 0 | 0
9 | 14 | 16 | [17 empty] | 0 | 0
9 | 14 | 17 | [17 empty] | 0 | 0
9 | 14 | 18 | [17 empty] | 0 | 0
9 | 14 | 19 | [17 empty] | 0 | 0
9 | 14 | 20 | [17 empty] | 0 | 0
9 | 14 | 21 | [17 empty] | 0 | 0
9 | 14 | 22 | [17 empty] | 0 | 0
9 | 14 | 23 | [17 empty] | 0 | 0
9 | 14 | 24 | [17 empty] | 0 | 0
9 | 15 | 1 | [17 empty] | 0 | 0
9 | 15 | 2 | [17 empty] | 0 | 0
9 | 15 | 3 | [17 empty] | 0 | 0
9 | 15 | 4 | [17 empty] | 0 | 0
9 | 15 | 5 | [17 empty] | 0 | 0
9 | 15 | 6 | [17 empty] | 0 | 0
9 | 15 | 7 | [17 empty] | 0 | 0
9 | 15 | 8 | [17 empty] | 0 | 0
9 | 15 | 9 | [17 empty] | 0 | 0
9 | 15 | 10 | [17 empty] | 0 | 0
9 | 15 | 11 | [17 empty] | 0 | 0
9 | 15 | 12 | [17 empty] | 0 | 0
9 | 15 | 13 | [17 empty] | 0 | 0
9 | 15 | 14 | [17 empty] | 0 | 0
9 | 15 | 15 | [17 empty] | 0 | 0
9 | 15 | 16 | [17 empty] | 0 | 0
9 | 15 | 17 | [17 empty] | 0 | 0
9 | 15 | 18 | [17 empty] | 0 | 0
9 | 15 | 19 | [17 empty] | 0 | 0
9 | 15 | 20 | [17 empty] | 0 | 0
9 | 15 | 21 | [17 empty] | 0 | 0
9 | 15 | 22 | [17 empty] | 0 | 0
9 | 15 | 23 | [17 empty] | 0 | 0
9 | 15 | 24 | [17 empty] | 0 | 0
9 | 16 | 1 | [17 empty] | 0 | 0
9 | 16 | 2 | [17 empty] | 0 | 0
9 | 16 | 3 | [17 empty] | 0 | 0
9 | 16 | 4 | [17 empty] | 0 | 0
9 | 16 | 5 | [17 empty] | 0 | 0
9 | 16 | 6 | [17 empty] | 0 | 0
9 | 16 | 7 | [17 empty] | 0 | 0
9 | 16 | 8 | [17 empty] | 0 | 0
9 | 16 | 9 | [17 empty] | 0 | 0
9 | 16 | 10 | [17 empty] | 0 | 0
9 | 16 | 11 | [17 empty] | 0 | 0
9 | 16 | 12 | [17 empty] | 0 | 0
9 | 16 | 13 | [17 empty] | 0 | 0
9 | 16 | 14 | [17 empty] | 0 | 0
9 | 16 | 15 | [17 empty] | 0 | 0
9 | 16 | 16 | [17 empty] | 0 | 0
9 | 16 | 17 | [17 empty] | 0 | 0
9 | 16 | 18 | [17 empty] | 0 | 0
9 | 16 | 19 | [17 empty] | 0 | 0
9 | 16 | 20 | [17 empty] | 0 | 0
9 | 16 | 21 | [17 empty] | 0 | 0
9 | 16 | 22 | [17 empty] | 0 | 0
9 | 16 | 23 | [17 empty] | 0 | 0
9 | 16 | 24 | [17 empty] | 0 | 0
9 | 17 | 1 | [17 empty] | 0 | 0
9 | 17 | 2 | [17 empty] | 0 | 0
9 | 17 | 3 | [17 empty] | 0 | 0
9 | 17 | 4 | [17 empty] | 0 | 0
9 | 17 | 5 | [17 empty] | 0 | 0
9 | 17 | 6 | [17 empty] | 0 | 0
9 | 17 | 7 | [17 empty] | 0 | 0
9 | 17 | 8 | [17 empty] | 0 | 0
9 | 17 | 9 | [17 empty] | 0 | 0
9 | 17 | 10 | [17 empty] | 0 | 0
9 | 17 | 11 | [17 empty] | 0 | 0
9 | 17 | 12 | [17 empty] | 0 | 0
9 | 17 | 13 | [17 empty] | 0 | 0
9 | 17 | 14 | [17 empty] | 0 | 0
9 | 17 | 15 | [17 empty] | 0 | 0
9 | 17 | 16 | [17 empty] | 0 | 0
9 | 17 | 17 | [17 empty] | 0 | 0
9 | 17 | 18 | [17 empty] | 0 | 0
9 | 17 | 19 | [17 empty] | 0 | 0
9 | 17 | 20 | [17 empty] | 0 | 0
9 | 17 | 21 | [17 empty] | 0 | 0
9 | 17 | 22 | [17 empty] | 0 | 0
9 | 17 | 23 | [17 empty] | 0 | 0
9 | 17 | 24 | [17 empty] | 0 | 0
9 | 18 | 1 | [17 empty] | 0 | 0
9 | 18 | 2 | [17 empty] | 0 | 0
9 | 18 | 3 | [17 empty] | 0 | 0
9 | 18 | 4 | [17 empty] | 0 | 0
9 | 18 | 5 | [17 empty] | 0 | 0
9 | 18 | 6 | [17 empty] | 0 | 0
9 | 18 | 7 | [17 empty] | 0 | 0
9 | 18 | 8 | [17 empty] | 0 | 0
9 | 18 | 9 | [17 empty] | 0 | 0
9 | 18 | 10 | [17 empty] | 0 | 0
9 | 18 | 11 | [17 empty] | 0 | 0
9 | 18 | 12 | [17 empty] | 0 | 0
9 | 18 | 13 | [17 empty] | 0 | 0
9 | 18 | 14 | [17 empty] | 0 | 0
9 | 18 | 15 | [17 empty] | 0 | 0
9 | 18 | 16 | [17 empty] | 0 | 0
9 | 18 | 17 | [17 empty] | 0 | 0
9 | 18 | 18 | [17 empty] | 0 | 0
9 | 18 | 19 | [17 empty] | 0 | 0
9 | 18 | 20 | [17 empty] | 0 | 0
9 | 18 | 21 | [17 empty] | 0 | 0
9 | 18 | 22 | [17 empty] | 0 | 0
9 | 18 | 23 | [17 empty] | 0 | 0
9 | 18 | 24 | [17 empty] | 0 | 0
9 | 19 | 1 | [17 empty] | 0 | 0
9 | 19 | 2 | [17 empty] | 0 | 0
9 | 19 | 3 | [17 empty] | 0 | 0
9 | 19 | 4 | [17 empty] | 0 | 0
9 | 19 | 5 | [17 empty] | 0 | 0
9 | 19 | 6 | [17 empty] | 0 | 0
9 | 19 | 7 | [17 empty] | 0 | 0
9 | 19 | 8 | [17 empty] | 0 | 0
9 | 19 | 9 | [17 empty] | 0 | 0
9 | 19 | 10 | [17 empty] | 0 | 0
9 | 19 | 11 | [17 empty] | 0 | 0
9 | 19 | 12 | [17 empty] | 0 | 0
9 | 19 | 13 | [17 empty] | 0 | 0
9 | 19 | 14 | [17 empty] | 0 | 0
9 | 19 | 15 | [17 empty] | 0 | 0
9 | 19 | 16 | [17 empty] | 0 | 0
9 | 19 | 17 | [17 empty] | 0 | 0
9 | 19 | 18 | [17 empty] | 0 | 0
9 | 19 | 19 | [17 empty] | 0 | 0
9 | 19 | 20 | [17 empty] | 0 | 0
9 | 19 | 21 | [17 empty] | 0 | 0
9 | 19 | 22 | [17 empty] | 0 | 0
9 | 19 | 23 | [17 empty] | 0 | 0
9 | 19 | 24 | [17 empty] | 0 | 0
9 | 20 | 1 | [17 empty] | 0 | 0
9 | 20 | 2 | [17 empty] | 0 | 0
9 | 20 | 3 | [17 empty] | 0 | 0
9 | 20 | 4 | [17 empty] | 0 | 0
9 | 20 | 5 | [17 empty] | 0 | 0
9 | 20 | 6 | [17 empty] | 0 | 0
9 | 20 | 7 | [17 empty] | 0 | 0
9 | 20 | 8 | [17 empty] | 0 | 0
9 | 20 | 9 | [17 empty] | 0 | 0
9 | 20 | 10 | [17 empty] | 0 | 0
9 | 20 | 11 | [17 empty] | 0 | 0
9 | 20 | 12 | [17 empty] | 0 | 0
9 | 20 | 13 | [17 empty] | 0 | 0
9 | 20 | 14 | [17 empty] | 0 | 0
9 | 20 | 15 | [17 empty] | 0 | 0
9 | 20 | 16 | [17 empty] | 0 | 0
9 | 20 | 17 | [17 empty] | 0 | 0
9 | 20 | 18 | [17 empty] | 0 | 0
9 | 20 | 19 | [17 empty] | 0 | 0
9 | 20 | 20 | [17 empty] | 0 | 0
9 | 20 | 21 | [17 empty] | 0 | 0
9 | 20 | 22 | [17 empty] | 0 | 0
9 | 20 | 23 | [17 empty] | 0 | 0
9 | 20 | 24 | [17 empty] | 0 | 0
9 | 21 | 1 | [17 empty] | 0 | 0
9 | 21 | 2 | [17 empty] | 0 | 0
9 | 21 | 3 | [17 empty] | 0 | 0
9 | 21 | 4 | [17 empty] | 0 | 0
9 | 21 | 5 | [17 empty] | 0 | 0
9 | 21 | 6 | [17 empty] | 0 | 0
9 | 21 | 7 | [17 empty] | 0 | 0
9 | 21 | 8 | [17 empty] | 0 | 0
9 | 21 | 9 | [17 empty] | 0 | 0
9 | 21 | 10 | [17 empty] | 0 | 0
9 | 21 | 11 | [17 empty] | 0 | 0
9 | 21 | 12 | [17 empty] | 0 | 0
9 | 21 | 13 | [17 empty] | 0 | 0
9 | 21 | 14 | [17 empty] | 0 | 0
9 | 21 | 15 | [17 empty] | 0 | 0
9 | 21 | 16 | [17 empty] | 0 | 0
9 | 21 | 17 | [17 empty] | 0 | 0
9 | 21 | 18 | [17 empty] | 0 | 0
9 | 21 | 19 | [17 empty] | 0 | 0
9 | 21 | 20 | [17 empty] | 0 | 0
9 | 21 | 21 | [17 empty] | 0 | 0
9 | 21 | 22 | [17 empty] | 0 | 0
9 | 21 | 23 | [17 empty] | 0 | 0
9 | 21 | 24 | [17 empty] | 0 | 0
9 | 22 | 1 | [17 empty] | 0 | 0
9 | 22 | 2 | [17 empty] | 0 | 0
9 | 22 | 3 | [17 empty] | 0 | 0
9 | 22 | 4 | [17 empty] | 0 | 0
9 | 22 | 5 | [17 empty] | 0 | 0
9 | 22 | 6 | [17 empty] | 0 | 0
9 | 22 | 7 | [17 empty] | 0 | 0
9 | 22 | 8 | [17 empty] | 0 | 0
9 | 22 | 9 | [17 empty] | 0 | 0
9 | 22 | 10 | [17 empty] | 0 | 0
9 | 22 | 11 | [17 empty] | 0 | 0
9 | 22 | 12 | [17 empty] | 0 | 0
9 | 22 | 13 | [17 empty] | 0 | 0
9 | 22 | 14 | [17 empty] | 0 | 0
9 | 22 | 15 | [17 empty] | 0 | 0
9 | 22 | 16 | [17 empty] | 0 | 0
9 | 22 | 17 | [17 empty] | 0 | 0
9 | 22 | 18 | [17 empty] | 0 | 0
9 | 22 | 19 | [17 empty] | 0 | 0
9 | 22 | 20 | [17 empty] | 0 | 0
9 | 22 | 21 | [17 empty] | 0 | 0
9 | 22 | 22 | [17 empty] | 0 | 0
9 | 22 | 23 | [17 empty] | 0 | 0
9 | 22 | 24 | [17 empty] | 0 | 0
9 | 23 | 1 | [17 empty] | 0 | 0
9 | 23 | 2 | [17 empty] | 0 | 0
9 | 23 | 3 | [17 empty] | 0 | 0
9 | 23 | 4 | [17 empty] | 0 | 0
9 | 23 | 5 | [17 empty] | 0 | 0
9 | 23 | 6 | [17 empty] | 0 | 0
9 | 23 | 7 | [17 empty] | 0 | 0
9 | 23 | 8 | [17 empty] | 0 | 0
9 | 23 | 9 | [17 empty] | 0 | 0
9 | 23 | 10 | [17 empty] | 0 | 0
9 | 23 | 11 | [17 empty] | 0 | 0
9 | 23 | 12 | [17 empty] | 0 | 0
9 | 23 | 13 | [17 empty] | 0 | 0
9 | 23 | 14 | [17 empty] | 0 | 0
9 | 23 | 15 | [17 empty] | 0 | 0
9 | 23 | 16 | [17 empty] | 0 | 0
9 | 23 | 17 | [17 empty] | 0 | 0
9 | 23 | 18 | [17 empty] | 0 | 0
9 | 23 | 19 | [17 empty] | 0 | 0
9 | 23 | 20 | [17 empty] | 0 | 0
9 | 23 | 21 | [17 empty] | 0 | 0
9 | 23 | 22 | [17 empty] | 0 | 0
9 | 23 | 23 | [17 empty] | 0 | 0
9 | 23 | 24 | [17 empty] | 0 | 0
9 | 24 | 1 | [17 empty] | 0 | 0
9 | 24 | 2 | [17 empty] | 0 | 0
9 | 24 | 3 | [17 empty] | 0 | 0
9 | 24 | 4 | [17 empty] | 0 | 0
9 | 24 | 5 | [17 empty] | 0 | 0
9 | 24 | 6 | [17 empty] | 0 | 0
9 | 24 | 7 | [17 empty] | 0 | 0
9 | 24 | 8 | [17 empty] | 0 | 0
9 | 24 | 9 | [17 empty] | 0 | 0
9 | 24 | 10 | [17 empty] | 0 | 0
9 | 24 | 11 | [17 empty] | 0 | 0
9 | 24 | 12 | [17 empty] | 0 | 0
9 | 24 | 13 | [17 empty] | 0 | 0
9 | 24 | 14 | [17 empty] | 0 | 0
9 | 24 | 15 | [17 empty] | 0 | 0
9 | 24 | 16 | [17 empty] | 0 | 0
9 | 24 | 17 | [17 empty] | 0 | 0
9 | 24 | 18 | [17 empty] | 0 | 0
9 | 24 | 19 | [17 empty] | 0 | 0
9 | 24 | 20 | [17 empty] | 0 | 0
9 | 24 | 21 | [17 empty] | 0 | 0
9 | 24 | 22 | [17 empty] | 0 | 0
9 | 24 | 23 | [17 empty] | 0 | 0
9 | 24 | 24 | [17 empty] | 0 | 0
9 | 25 | 1 | [17 empty] | 0 | 0
9 | 25 | 2 | [17 empty] | 0 | 0
9 | 25 | 3 | [17 empty] | 0 | 0
9 | 25 | 4 | [17 empty] | 0 | 0
9 | 25 | 5 | [17 empty] | 0 | 0
9 | 25 | 6 | [17 empty] | 0 | 0
9 | 25 | 7 | [17 empty] | 0 | 0
9 | 25 | 8 | [17 empty] | 0 | 0
9 | 25 | 9 | [17 empty] | 0 | 0
9 | 25 | 10 | [17 empty] | 0 | 0
9 | 25 | 11 | [17 empty] | 0 | 0
9 | 25 | 12 | [17 empty] | 0 | 0
9 | 25 | 13 | [17 empty] | 0 | 0
9 | 25 | 14 | [17 empty] | 0 | 0
9 | 25 | 15 | [17 empty] | 0 | 0
9 | 25 | 16 | [17 empty] | 0 | 0
9 | 25 | 17 | [17 empty] | 0 | 0
9 | 25 | 18 | [17 empty] | 0 | 0
9 | 25 | 19 | [17 empty] | 0 | 0
9 | 25 | 20 | [17 empty] | 0 | 0
9 | 25 | 21 | [17 empty] | 0 | 0
9 | 25 | 22 | [17 empty] | 0 | 0
9 | 25 | 23 | [17 empty] | 0 | 0
9 | 25 | 24 | [17 empty] | 0 | 0
9 | 26 | 1 | [17 empty] | 0 | 0
9 | 26 | 2 | [17 empty] | 0 | 0
9 | 26 | 3 | [17 empty] | 0 | 0
9 | 26 | 4 | [17 empty] | 0 | 0
9 | 26 | 5 | [17 empty] | 0 | 0
9 | 26 | 6 | [17 empty] | 0 | 0
9 | 26 | 7 | [17 empty] | 0 | 0
9 | 26 | 8 | [17 empty] | 0 | 0
9 | 26 | 9 | [17 empty] | 0 | 0
9 | 26 | 10 | [17 empty] | 0 | 0
9 | 26 | 11 | [17 empty] | 0 | 0
9 | 26 | 12 | [17 empty] | 0 | 0
9 | 26 | 13 | [17 empty] | 0 | 0
9 | 26 | 14 | [17 empty] | 0 | 0
9 | 26 | 15 | [17 empty] | 0 | 0
9 | 26 | 16 | [17 empty] | 0 | 0
9 | 26 | 17 | [17 empty] | 0 | 0
9 | 26 | 18 | [17 empty] | 0 | 0
9 | 26 | 19 | [17 empty] | 0 | 0
9 | 26 | 20 | [17 empty] | 0 | 0
9 | 26 | 21 | [17 empty] | 0 | 0
9 | 26 | 22 | [17 empty] | 0 | 0
9 | 26 | 23 | [17 empty] | 0 | 0
9 | 26 | 24 | [17 empty] | 0 | 0
9 | 27 | 1 | [17 empty] | 0 | 0
9 | 27 | 2 | [17 empty] | 0 | 0
9 | 27 | 3 | [17 empty] | 0 | 0
9 | 27 | 4 | [17 empty] | 0 | 0
9 | 27 | 5 | [17 empty] | 0 | 0
9 | 27 | 6 | [17 empty] | 0 | 0
9 | 27 | 7 | [17 empty] | 0 | 0
9 | 27 | 8 | [17 empty] | 0 | 0
9 | 27 | 9 | [17 empty] | 0 | 0
9 | 27 | 10 | [17 empty] | 0 | 0
9 | 27 | 11 | [17 empty] | 0 | 0
9 | 27 | 12 | [17 empty] | 0 | 0
9 | 27 | 13 | [17 empty] | 0 | 0
9 | 27 | 14 | [17 empty] | 0 | 0
9 | 27 | 15 | [17 empty] | 0 | 0
9 | 27 | 16 | [17 empty] | 0 | 0
9 | 27 | 17 | [17 empty] | 0 | 0
9 | 27 | 18 | [17 empty] | 0 | 0
9 | 27 | 19 | [17 empty] | 0 | 0
9 | 27 | 20 | [17 empty] | 0 | 0
9 | 27 | 21 | [17 empty] | 0 | 0
9 | 27 | 22 | [17 empty] | 0 | 0
9 | 27 | 23 | [17 empty] | 0 | 0
9 | 27 | 24 | [17 empty] | 0 | 0
9 | 28 | 1 | [17 empty] | 0 | 0
9 | 28 | 2 | [17 empty] | 0 | 0
9 | 28 | 3 | [17 empty] | 0 | 0
9 | 28 | 4 | [17 empty] | 0 | 0
9 | 28 | 5 | [17 empty] | 0 | 0
9 | 28 | 6 | [17 empty] | 0 | 0
9 | 28 | 7 | [17 empty] | 0 | 0
9 | 28 | 8 | [17 empty] | 0 | 0
9 | 28 | 9 | [17 empty] | 0 | 0
9 | 28 | 10 | [17 empty] | 0 | 0
9 | 28 | 11 | [17 empty] | 0 | 0
9 | 28 | 12 | [17 empty] | 0 | 0
9 | 28 | 13 | [17 empty] | 0 | 0
9 | 28 | 14 | [17 empty] | 0 | 0
9 | 28 | 15 | [17 empty] | 0 | 0
9 | 28 | 16 | [17 empty] | 0 | 0
9 | 28 | 17 | [17 empty] | 0 | 0
9 | 28 | 18 | [17 empty] | 0 | 0
9 | 28 | 19 | [17 empty] | 0 | 0
9 | 28 | 20 | [17 empty] | 0 | 0
9 | 28 | 21 | [17 empty] | 0 | 0
9 | 28 | 22 | [17 empty] | 0 | 0
9 | 28 | 23 | [17 empty] | 0 | 0
9 | 28 | 24 | [17 empty] | 0 | 0
9 | 29 | 1 | [17 empty] | 0 | 0
9 | 29 | 2 | [17 empty] | 0 | 0
9 | 29 | 3 | [17 empty] | 0 | 0
9 | 29 | 4 | [17 empty] | 0 | 0
9 | 29 | 5 | [17 empty] | 0 | 0
9 | 29 | 6 | [17 empty] | 0 | 0
9 | 29 | 7 | [17 empty] | 0 | 0
9 | 29 | 8 | [17 empty] | 0 | 0
9 | 29 | 9 | [17 empty] | 0 | 0
9 | 29 | 10 | [17 empty] | 0 | 0
9 | 29 | 11 | [17 empty] | 0 | 0
9 | 29 | 12 | [17 empty] | 0 | 0
9 | 29 | 13 | [17 empty] | 0 | 0
9 | 29 | 14 | [17 empty] | 0 | 0
9 | 29 | 15 | [17 empty] | 0 | 0
9 | 29 | 16 | [17 empty] | 0 | 0
9 | 29 | 17 | [17 empty] | 0 | 0
9 | 29 | 18 | [17 empty] | 0 | 0
9 | 29 | 19 | [17 empty] | 0 | 0
9 | 29 | 20 | [17 empty] | 0 | 0
9 | 29 | 21 | [17 empty] | 0 | 0
9 | 29 | 22 | [17 empty] | 0 | 0
9 | 29 | 23 | [17 empty] | 0 | 0
9 | 29 | 24 | [17 empty] | 0 | 0
9 | 30 | 1 | [17 empty] | 0 | 0
9 | 30 | 2 | [17 empty] | 0 | 0
9 | 30 | 3 | [17 empty] | 0 | 0
9 | 30 | 4 | [17 empty] | 0 | 0
9 | 30 | 5 | [17 empty] | 0 | 0
9 | 30 | 6 | [17 empty] | 0 | 0
9 | 30 | 7 | [17 empty] | 0 | 0
9 | 30 | 8 | [17 empty] | 0 | 0
9 | 30 | 9 | [17 empty] | 0 | 0
9 | 30 | 10 | [17 empty] | 0 | 0
9 | 30 | 11 | [17 empty] | 0 | 0
9 | 30 | 12 | [17 empty] | 0 | 0
9 | 30 | 13 | [17 empty] | 0 | 0
9 | 30 | 14 | [17 empty] | 0 | 0
9 | 30 | 15 | [17 empty] | 0 | 0
9 | 30 | 16 | [17 empty] | 0 | 0
9 | 30 | 17 | [17 empty] | 0 | 0
9 | 30 | 18 | [17 empty] | 0 | 0
9 | 30 | 19 | [17 empty] | 0 | 0
9 | 30 | 20 | [17 empty] | 0 | 0
9 | 30 | 21 | [17 empty] | 0 | 0
9 | 30 | 22 | [17 empty] | 0 | 0
9 | 30 | 23 | [17 empty] | 0 | 0
9 | 30 | 24 | [17 empty] | 0 | 0
10 | 1 | 1 | [17 empty] | 0 | 0
10 | 1 | 2 | [17 empty] | 0 | 0
10 | 1 | 3 | [17 empty] | 0 | 0
10 | 1 | 4 | [17 empty] | 0 | 0
10 | 1 | 5 | [17 empty] | 0 | 0
10 | 1 | 6 | [17 empty] | 0 | 0
10 | 1 | 7 | [17 empty] | 0 | 0
10 | 1 | 8 | [17 empty] | 0 | 0
10 | 1 | 9 | [17 empty] | 0 | 0
10 | 1 | 10 | [17 empty] | 0 | 0
10 | 1 | 11 | [17 empty] | 0 | 0
10 | 1 | 12 | [17 empty] | 0 | 0
10 | 1 | 13 | [17 empty] | 0 | 0
10 | 1 | 14 | [17 empty] | 0 | 0
10 | 1 | 15 | [17 empty] | 0 | 0
10 | 1 | 16 | [17 empty] | 0 | 0
10 | 1 | 17 | [17 empty] | 0 | 0
10 | 1 | 18 | [17 empty] | 0 | 0
10 | 1 | 19 | [17 empty] | 0 | 0
10 | 1 | 20 | [17 empty] | 0 | 0
10 | 1 | 21 | [17 empty] | 0 | 0
10 | 1 | 22 | [17 empty] | 0 | 0
10 | 1 | 23 | [17 empty] | 0 | 0
10 | 1 | 24 | [17 empty] | 0 | 0
10 | 2 | 1 | [17 empty] | 0 | 0
10 | 2 | 2 | [17 empty] | 0 | 0
10 | 2 | 3 | [17 empty] | 0 | 0
10 | 2 | 4 | [17 empty] | 0 | 0
10 | 2 | 5 | [17 empty] | 0 | 0
10 | 2 | 6 | [17 empty] | 0 | 0
10 | 2 | 7 | [17 empty] | 0 | 0
10 | 2 | 8 | [17 empty] | 0 | 0
10 | 2 | 9 | [17 empty] | 0 | 0
10 | 2 | 10 | [17 empty] | 0 | 0
10 | 2 | 11 | [17 empty] | 0 | 0
10 | 2 | 12 | [17 empty] | 0 | 0
10 | 2 | 13 | [17 empty] | 0 | 0
10 | 2 | 14 | [17 empty] | 0 | 0
10 | 2 | 15 | [17 empty] | 0 | 0
10 | 2 | 16 | [17 empty] | 0 | 0
10 | 2 | 17 | [17 empty] | 0 | 0
10 | 2 | 18 | [17 empty] | 0 | 0
10 | 2 | 19 | [17 empty] | 0 | 0
10 | 2 | 20 | [17 empty] | 0 | 0
10 | 2 | 21 | [17 empty] | 0 | 0
10 | 2 | 22 | [17 empty] | 0 | 0
10 | 2 | 23 | [17 empty] | 0 | 0
10 | 2 | 24 | [17 empty] | 0 | 0
10 | 3 | 1 | [17 empty] | 0 | 0
10 | 3 | 2 | [17 empty] | 0 | 0
10 | 3 | 3 | [17 empty] | 0 | 0
10 | 3 | 4 | [17 empty] | 0 | 0
10 | 3 | 5 | [17 empty] | 0 | 0
10 | 3 | 6 | [17 empty] | 0 | 0
10 | 3 | 7 | [17 empty] | 0 | 0
10 | 3 | 8 | [17 empty] | 0 | 0
10 | 3 | 9 | [17 empty] | 0 | 0
10 | 3 | 10 | [17 empty] | 0 | 0
10 | 3 | 11 | [17 empty] | 0 | 0
10 | 3 | 12 | [17 empty] | 0 | 0
10 | 3 | 13 | [17 empty] | 0 | 0
10 | 3 | 14 | [17 empty] | 0 | 0
10 | 3 | 15 | [17 empty] | 0 | 0
10 | 3 | 16 | [17 empty] | 0 | 0
10 | 3 | 17 | [17 empty] | 0 | 0
10 | 3 | 18 | [17 empty] | 0 | 0
10 | 3 | 19 | [17 empty] | 0 | 0
10 | 3 | 20 | [17 empty] | 0 | 0
10 | 3 | 21 | [17 empty] | 0 | 0
10 | 3 | 22 | [17 empty] | 0 | 0
10 | 3 | 23 | [17 empty] | 0 | 0
10 | 3 | 24 | [17 empty] | 0 | 0
10 | 4 | 1 | [17 empty] | 0 | 0
10 | 4 | 2 | [17 empty] | 0 | 0
10 | 4 | 3 | [17 empty] | 0 | 0
10 | 4 | 4 | [17 empty] | 0 | 0
10 | 4 | 5 | [17 empty] | 0 | 0
10 | 4 | 6 | [17 empty] | 0 | 0
10 | 4 | 7 | [17 empty] | 0 | 0
10 | 4 | 8 | [17 empty] | 0 | 0
10 | 4 | 9 | [17 empty] | 0 | 0
10 | 4 | 10 | [17 empty] | 0 | 0
10 | 4 | 11 | [17 empty] | 0 | 0
10 | 4 | 12 | [17 empty] | 0 | 0
10 | 4 | 13 | [17 empty] | 0 | 0
10 | 4 | 14 | [17 empty] | 0 | 0
10 | 4 | 15 | [17 empty] | 0 | 0
10 | 4 | 16 | [17 empty] | 0 | 0
10 | 4 | 17 | [17 empty] | 0 | 0
10 | 4 | 18 | [17 empty] | 0 | 0
10 | 4 | 19 | [17 empty] | 0 | 0
10 | 4 | 20 | [17 empty] | 0 | 0
10 | 4 | 21 | [17 empty] | 0 | 0
10 | 4 | 22 | [17 empty] | 0 | 0
10 | 4 | 23 | [17 empty] | 0 | 0
10 | 4 | 24 | [17 empty] | 0 | 0
10 | 5 | 1 | [17 empty] | 0 | 0
10 | 5 | 2 | [17 empty] | 0 | 0
10 | 5 | 3 | [17 empty] | 0 | 0
10 | 5 | 4 | [17 empty] | 0 | 0
10 | 5 | 5 | [17 empty] | 0 | 0
10 | 5 | 6 | [17 empty] | 0 | 0
10 | 5 | 7 | [17 empty] | 0 | 0
10 | 5 | 8 | [17 empty] | 0 | 0
10 | 5 | 9 | [17 empty] | 0 | 0
10 | 5 | 10 | [17 empty] | 0 | 0
10 | 5 | 11 | [17 empty] | 0 | 0
10 | 5 | 12 | [17 empty] | 0 | 0
10 | 5 | 13 | [17 empty] | 0 | 0
10 | 5 | 14 | [17 empty] | 0 | 0
10 | 5 | 15 | [17 empty] | 0 | 0
10 | 5 | 16 | [17 empty] | 0 | 0
10 | 5 | 17 | [17 empty] | 0 | 0
10 | 5 | 18 | [17 empty] | 0 | 0
10 | 5 | 19 | [17 empty] | 0 | 0
10 | 5 | 20 | [17 empty] | 0 | 0
10 | 5 | 21 | [17 empty] | 0 | 0
10 | 5 | 22 | [17 empty] | 0 | 0
10 | 5 | 23 | [17 empty] | 0 | 0
10 | 5 | 24 | [17 empty] | 0 | 0
10 | 6 | 1 | [17 empty] | 0 | 0
10 | 6 | 2 | [17 empty] | 0 | 0
10 | 6 | 3 | [17 empty] | 0 | 0
10 | 6 | 4 | [17 empty] | 0 | 0
10 | 6 | 5 | [17 empty] | 0 | 0
10 | 6 | 6 | [17 empty] | 0 | 0
10 | 6 | 7 | [17 empty] | 0 | 0
10 | 6 | 8 | [17 empty] | 0 | 0
10 | 6 | 9 | [17 empty] | 0 | 0
10 | 6 | 10 | [17 empty] | 0 | 0
10 | 6 | 11 | [17 empty] | 0 | 0
10 | 6 | 12 | [17 empty] | 0 | 0
10 | 6 | 13 | [17 empty] | 0 | 0
10 | 6 | 14 | [17 empty] | 0 | 0
10 | 6 | 15 | [17 empty] | 0 | 0
10 | 6 | 16 | [17 empty] | 0 | 0
10 | 6 | 17 | [17 empty] | 0 | 0
10 | 6 | 18 | [17 empty] | 0 | 0
10 | 6 | 19 | [17 empty] | 0 | 0
10 | 6 | 20 | [17 empty] | 0 | 0
10 | 6 | 21 | [17 empty] | 0 | 0
10 | 6 | 22 | [17 empty] | 0 | 0
10 | 6 | 23 | [17 empty] | 0 | 0
10 | 6 | 24 | [17 empty] | 0 | 0
10 | 7 | 1 | [17 empty] | 0 | 0
10 | 7 | 2 | [17 empty] | 0 | 0
10 | 7 | 3 | [17 empty] | 0 | 0
10 | 7 | 4 | [17 empty] | 0 | 0
10 | 7 | 5 | [17 empty] | 0 | 0
10 | 7 | 6 | [17 empty] | 0 | 0
10 | 7 | 7 | [17 empty] | 0 | 0
10 | 7 | 8 | [17 empty] | 0 | 0
10 | 7 | 9 | [17 empty] | 0 | 0
10 | 7 | 10 | [17 empty] | 0 | 0
10 | 7 | 11 | [17 empty] | 0 | 0
10 | 7 | 12 | [17 empty] | 0 | 0
10 | 7 | 13 | [17 empty] | 0 | 0
10 | 7 | 14 | [17 empty] | 0 | 0
10 | 7 | 15 | [17 empty] | 0 | 0
10 | 7 | 16 | [17 empty] | 0 | 0
10 | 7 | 17 | [17 empty] | 0 | 0
10 | 7 | 18 | [17 empty] | 0 | 0
10 | 7 | 19 | [17 empty] | 0 | 0
10 | 7 | 20 | [17 empty] | 0 | 0
10 | 7 | 21 | [17 empty] | 0 | 0
10 | 7 | 22 | [17 empty] | 0 | 0
10 | 7 | 23 | [17 empty] | 0 | 0
10 | 7 | 24 | [17 empty] | 0 | 0
10 | 8 | 1 | [17 empty] | 0 | 0
10 | 8 | 2 | [17 empty] | 0 | 0
10 | 8 | 3 | [17 empty] | 0 | 0
10 | 8 | 4 | [17 empty] | 0 | 0
10 | 8 | 5 | [17 empty] | 0 | 0
10 | 8 | 6 | [17 empty] | 0 | 0
10 | 8 | 7 | [17 empty] | 0 | 0
10 | 8 | 8 | [17 empty] | 0 | 0
10 | 8 | 9 | [17 empty] | 0 | 0
10 | 8 | 10 | [17 empty] | 0 | 0
10 | 8 | 11 | [17 empty] | 0 | 0
10 | 8 | 12 | [17 empty] | 0 | 0
10 | 8 | 13 | [17 empty] | 0 | 0
10 | 8 | 14 | [17 empty] | 0 | 0
10 | 8 | 15 | [17 empty] | 0 | 0
10 | 8 | 16 | [17 empty] | 0 | 0
10 | 8 | 17 | [17 empty] | 0 | 0
10 | 8 | 18 | [17 empty] | 0 | 0
10 | 8 | 19 | [17 empty] | 0 | 0
10 | 8 | 20 | [17 empty] | 0 | 0
10 | 8 | 21 | [17 empty] | 0 | 0
10 | 8 | 22 | [17 empty] | 0 | 0
10 | 8 | 23 | [17 empty] | 0 | 0
10 | 8 | 24 | [17 empty] | 0 | 0
10 | 9 | 1 | [17 empty] | 0 | 0
10 | 9 | 2 | [17 empty] | 0 | 0
10 | 9 | 3 | [17 empty] | 0 | 0
10 | 9 | 4 | [17 empty] | 0 | 0
10 | 9 | 5 | [17 empty] | 0 | 0
10 | 9 | 6 | [17 empty] | 0 | 0
10 | 9 | 7 | [17 empty] | 0 | 0
10 | 9 | 8 | [17 empty] | 0 | 0
10 | 9 | 9 | [17 empty] | 0 | 0
10 | 9 | 10 | [17 empty] | 0 | 0
10 | 9 | 11 | [17 empty] | 0 | 0
10 | 9 | 12 | [17 empty] | 0 | 0
10 | 9 | 13 | [17 empty] | 0 | 0
10 | 9 | 14 | [17 empty] | 0 | 0
10 | 9 | 15 | [17 empty] | 0 | 0
10 | 9 | 16 | [17 empty] | 0 | 0
10 | 9 | 17 | [17 empty] | 0 | 0
10 | 9 | 18 | [17 empty] | 0 | 0
10 | 9 | 19 | [17 empty] | 0 | 0
10 | 9 | 20 | [17 empty] | 0 | 0
10 | 9 | 21 | [17 empty] | 0 | 0
10 | 9 | 22 | [17 empty] | 0 | 0
10 | 9 | 23 | [17 empty] | 0 | 0
10 | 9 | 24 | [17 empty] | 0 | 0
10 | 10 | 1 | [17 empty] | 0 | 0
10 | 10 | 2 | [17 empty] | 0 | 0
10 | 10 | 3 | [17 empty] | 0 | 0
10 | 10 | 4 | [17 empty] | 0 | 0
10 | 10 | 5 | [17 empty] | 0 | 0
10 | 10 | 6 | [17 empty] | 0 | 0
10 | 10 | 7 | [17 empty] | 0 | 0
10 | 10 | 8 | [17 empty] | 0 | 0
10 | 10 | 9 | [17 empty] | 0 | 0
10 | 10 | 10 | [17 empty] | 0 | 0
10 | 10 | 11 | [17 empty] | 0 | 0
10 | 10 | 12 | [17 empty] | 0 | 0
10 | 10 | 13 | [17 empty] | 0 | 0
10 | 10 | 14 | [17 empty] | 0 | 0
10 | 10 | 15 | [17 empty] | 0 | 0
10 | 10 | 16 | [17 empty] | 0 | 0
10 | 10 | 17 | [17 empty] | 0 | 0
10 | 10 | 18 | [17 empty] | 0 | 0
10 | 10 | 19 | [17 empty] | 0 | 0
10 | 10 | 20 | [17 empty] | 0 | 0
10 | 10 | 21 | [17 empty] | 0 | 0
10 | 10 | 22 | [17 empty] | 0 | 0
10 | 10 | 23 | [17 empty] | 0 | 0
10 | 10 | 24 | [17 empty] | 0 | 0
10 | 11 | 1 | [17 empty] | 0 | 0
10 | 11 | 2 | [17 empty] | 0 | 0
10 | 11 | 3 | [17 empty] | 0 | 0
10 | 11 | 4 | [17 empty] | 0 | 0
10 | 11 | 5 | [17 empty] | 0 | 0
10 | 11 | 6 | [17 empty] | 0 | 0
10 | 11 | 7 | [17 empty] | 0 | 0
10 | 11 | 8 | [17 empty] | 0 | 0
10 | 11 | 9 | [17 empty] | 0 | 0
10 | 11 | 10 | [17 empty] | 0 | 0
10 | 11 | 11 | [17 empty] | 0 | 0
10 | 11 | 12 | [17 empty] | 0 | 0
10 | 11 | 13 | [17 empty] | 0 | 0
10 | 11 | 14 | [17 empty] | 0 | 0
10 | 11 | 15 | [17 empty] | 0 | 0
10 | 11 | 16 | [17 empty] | 0 | 0
10 | 11 | 17 | [17 empty] | 0 | 0
10 | 11 | 18 | [17 empty] | 0 | 0
10 | 11 | 19 | [17 empty] | 0 | 0
10 | 11 | 20 | [17 empty] | 0 | 0
10 | 11 | 21 | [17 empty] | 0 | 0
10 | 11 | 22 | [17 empty] | 0 | 0
10 | 11 | 23 | [17 empty] | 0 | 0
10 | 11 | 24 | [17 empty] | 0 | 0
10 | 12 | 1 | [17 empty] | 0 | 0
10 | 12 | 2 | [17 empty] | 0 | 0
10 | 12 | 3 | [17 empty] | 0 | 0
10 | 12 | 4 | [17 empty] | 0 | 0
10 | 12 | 5 | [17 empty] | 0 | 0
10 | 12 | 6 | [17 empty] | 0 | 0
10 | 12 | 7 | [17 empty] | 0 | 0
10 | 12 | 8 | [17 empty] | 0 | 0
10 | 12 | 9 | [17 empty] | 0 | 0
10 | 12 | 10 | [17 empty] | 0 | 0
10 | 12 | 11 | [17 empty] | 0 | 0
10 | 12 | 12 | [17 empty] | 0 | 0
10 | 12 | 13 | [17 empty] | 0 | 0
10 | 12 | 14 | [17 empty] | 0 | 0
10 | 12 | 15 | [17 empty] | 0 | 0
10 | 12 | 16 | [17 empty] | 0 | 0
10 | 12 | 17 | [17 empty] | 0 | 0
10 | 12 | 18 | [17 empty] | 0 | 0
10 | 12 | 19 | [17 empty] | 0 | 0
10 | 12 | 20 | [17 empty] | 0 | 0
10 | 12 | 21 | [17 empty] | 0 | 0
10 | 12 | 22 | [17 empty] | 0 | 0
10 | 12 | 23 | [17 empty] | 0 | 0
10 | 12 | 24 | [17 empty] | 0 | 0
10 | 13 | 1 | [17 empty] | 0 | 0
10 | 13 | 2 | [17 empty] | 0 | 0
10 | 13 | 3 | [17 empty] | 0 | 0
10 | 13 | 4 | [17 empty] | 0 | 0
10 | 13 | 5 | [17 empty] | 0 | 0
10 | 13 | 6 | [17 empty] | 0 | 0
10 | 13 | 7 | [17 empty] | 0 | 0
10 | 13 | 8 | [17 empty] | 0 | 0
10 | 13 | 9 | [17 empty] | 0 | 0
10 | 13 | 10 | [17 empty] | 0 | 0
10 | 13 | 11 | [17 empty] | 0 | 0
10 | 13 | 12 | [17 empty] | 0 | 0
10 | 13 | 13 | [17 empty] | 0 | 0
10 | 13 | 14 | [17 empty] | 0 | 0
10 | 13 | 15 | [17 empty] | 0 | 0
10 | 13 | 16 | [17 empty] | 0 | 0
10 | 13 | 17 | [17 empty] | 0 | 0
10 | 13 | 18 | [17 empty] | 0 | 0
10 | 13 | 19 | [17 empty] | 0 | 0
10 | 13 | 20 | [17 empty] | 0 | 0
10 | 13 | 21 | [17 empty] | 0 | 0
10 | 13 | 22 | [17 empty] | 0 | 0
10 | 13 | 23 | [17 empty] | 0 | 0
10 | 13 | 24 | [17 empty] | 0 | 0
10 | 14 | 1 | [17 empty] | 0 | 0
10 | 14 | 2 | [17 empty] | 0 | 0
10 | 14 | 3 | [17 empty] | 0 | 0
10 | 14 | 4 | [17 empty] | 0 | 0
10 | 14 | 5 | [17 empty] | 0 | 0
10 | 14 | 6 | [17 empty] | 0 | 0
10 | 14 | 7 | [17 empty] | 0 | 0
10 | 14 | 8 | [17 empty] | 0 | 0
10 | 14 | 9 | [17 empty] | 0 | 0
10 | 14 | 10 | [17 empty] | 0 | 0
10 | 14 | 11 | [17 empty] | 0 | 0
10 | 14 | 12 | [17 empty] | 0 | 0
10 | 14 | 13 | [17 empty] | 0 | 0
10 | 14 | 14 | [17 empty] | 0 | 0
10 | 14 | 15 | [17 empty] | 0 | 0
10 | 14 | 16 | [17 empty] | 0 | 0
10 | 14 | 17 | [17 empty] | 0 | 0
10 | 14 | 18 | [17 empty] | 0 | 0
10 | 14 | 19 | [17 empty] | 0 | 0
10 | 14 | 20 | [17 empty] | 0 | 0
10 | 14 | 21 | [17 empty] | 0 | 0
10 | 14 | 22 | [17 empty] | 0 | 0
10 | 14 | 23 | [17 empty] | 0 | 0
10 | 14 | 24 | [17 empty] | 0 | 0
10 | 15 | 1 | [17 empty] | 0 | 0
10 | 15 | 2 | [17 empty] | 0 | 0
10 | 15 | 3 | [17 empty] | 0 | 0
10 | 15 | 4 | [17 empty] | 0 | 0
10 | 15 | 5 | [17 empty] | 0 | 0
10 | 15 | 6 | [17 empty] | 0 | 0
10 | 15 | 7 | [17 empty] | 0 | 0
10 | 15 | 8 | [17 empty] | 0 | 0
10 | 15 | 9 | [17 empty] | 0 | 0
10 | 15 | 10 | [17 empty] | 0 | 0
10 | 15 | 11 | [17 empty] | 0 | 0
10 | 15 | 12 | [17 empty] | 0 | 0
10 | 15 | 13 | [17 empty] | 0 | 0
10 | 15 | 14 | [17 empty] | 0 | 0
10 | 15 | 15 | [17 empty] | 0 | 0
10 | 15 | 16 | [17 empty] | 0 | 0
10 | 15 | 17 | [17 empty] | 0 | 0
10 | 15 | 18 | [17 empty] | 0 | 0
10 | 15 | 19 | [17 empty] | 0 | 0
10 | 15 | 20 | [17 empty] | 0 | 0
10 | 15 | 21 | [17 empty] | 0 | 0
10 | 15 | 22 | [17 empty] | 0 | 0
10 | 15 | 23 | [17 empty] | 0 | 0
10 | 15 | 24 | [17 empty] | 0 | 0
10 | 16 | 1 | [17 empty] | 0 | 0
10 | 16 | 2 | [17 empty] | 0 | 0
10 | 16 | 3 | [17 empty] | 0 | 0
10 | 16 | 4 | [17 empty] | 0 | 0
10 | 16 | 5 | [17 empty] | 0 | 0
10 | 16 | 6 | [17 empty] | 0 | 0
10 | 16 | 7 | [17 empty] | 0 | 0
10 | 16 | 8 | [17 empty] | 0 | 0
10 | 16 | 9 | [17 empty] | 0 | 0
10 | 16 | 10 | [17 empty] | 0 | 0
10 | 16 | 11 | [17 empty] | 0 | 0
10 | 16 | 12 | [17 empty] | 0 | 0
10 | 16 | 13 | [17 empty] | 0 | 0
10 | 16 | 14 | [17 empty] | 0 | 0
10 | 16 | 15 | [17 empty] | 0 | 0
10 | 16 | 16 | [17 empty] | 0 | 0
10 | 16 | 17 | [17 empty] | 0 | 0
10 | 16 | 18 | [17 empty] | 0 | 0
10 | 16 | 19 | [17 empty] | 0 | 0
10 | 16 | 20 | [17 empty] | 0 | 0
10 | 16 | 21 | [17 empty] | 0 | 0
10 | 16 | 22 | [17 empty] | 0 | 0
10 | 16 | 23 | [17 empty] | 0 | 0
10 | 16 | 24 | [17 empty] | 0 | 0
10 | 17 | 1 | [17 empty] | 0 | 0
10 | 17 | 2 | [17 empty] | 0 | 0
10 | 17 | 3 | [17 empty] | 0 | 0
10 | 17 | 4 | [17 empty] | 0 | 0
10 | 17 | 5 | [17 empty] | 0 | 0
10 | 17 | 6 | [17 empty] | 0 | 0
10 | 17 | 7 | [17 empty] | 0 | 0
10 | 17 | 8 | [17 empty] | 0 | 0
10 | 17 | 9 | [17 empty] | 0 | 0
10 | 17 | 10 | [17 empty] | 0 | 0
10 | 17 | 11 | [17 empty] | 0 | 0
10 | 17 | 12 | [17 empty] | 0 | 0
10 | 17 | 13 | [17 empty] | 0 | 0
10 | 17 | 14 | [17 empty] | 0 | 0
10 | 17 | 15 | [17 empty] | 0 | 0
10 | 17 | 16 | [17 empty] | 0 | 0
10 | 17 | 17 | [17 empty] | 0 | 0
10 | 17 | 18 | [17 empty] | 0 | 0
10 | 17 | 19 | [17 empty] | 0 | 0
10 | 17 | 20 | [17 empty] | 0 | 0
10 | 17 | 21 | [17 empty] | 0 | 0
10 | 17 | 22 | [17 empty] | 0 | 0
10 | 17 | 23 | [17 empty] | 0 | 0
10 | 17 | 24 | [17 empty] | 0 | 0
10 | 18 | 1 | [17 empty] | 0 | 0
10 | 18 | 2 | [17 empty] | 0 | 0
10 | 18 | 3 | [17 empty] | 0 | 0
10 | 18 | 4 | [17 empty] | 0 | 0
10 | 18 | 5 | [17 empty] | 0 | 0
10 | 18 | 6 | [17 empty] | 0 | 0
10 | 18 | 7 | [17 empty] | 0 | 0
10 | 18 | 8 | [17 empty] | 0 | 0
10 | 18 | 9 | [17 empty] | 0 | 0
10 | 18 | 10 | [17 empty] | 0 | 0
10 | 18 | 11 | [17 empty] | 0 | 0
10 | 18 | 12 | [17 empty] | 0 | 0
10 | 18 | 13 | [17 empty] | 0 | 0
10 | 18 | 14 | [17 empty] | 0 | 0
10 | 18 | 15 | [17 empty] | 0 | 0
10 | 18 | 16 | [17 empty] | 0 | 0
10 | 18 | 17 | [17 empty] | 0 | 0
10 | 18 | 18 | [17 empty] | 0 | 0
10 | 18 | 19 | [17 empty] | 0 | 0
10 | 18 | 20 | [17 empty] | 0 | 0
10 | 18 | 21 | [17 empty] | 0 | 0
10 | 18 | 22 | [17 empty] | 0 | 0
10 | 18 | 23 | [17 empty] | 0 | 0
10 | 18 | 24 | [17 empty] | 0 | 0
10 | 19 | 1 | [17 empty] | 0 | 0
10 | 19 | 2 | [17 empty] | 0 | 0
10 | 19 | 3 | [17 empty] | 0 | 0
10 | 19 | 4 | [17 empty] | 0 | 0
10 | 19 | 5 | [17 empty] | 0 | 0
10 | 19 | 6 | [17 empty] | 0 | 0
10 | 19 | 7 | [17 empty] | 0 | 0
10 | 19 | 8 | [17 empty] | 0 | 0
10 | 19 | 9 | [17 empty] | 0 | 0
10 | 19 | 10 | [17 empty] | 0 | 0
10 | 19 | 11 | [17 empty] | 0 | 0
10 | 19 | 12 | [17 empty] | 0 | 0
10 | 19 | 13 | [17 empty] | 0 | 0
10 | 19 | 14 | [17 empty] | 0 | 0
10 | 19 | 15 | [17 empty] | 0 | 0
10 | 19 | 16 | [17 empty] | 0 | 0
10 | 19 | 17 | [17 empty] | 0 | 0
10 | 19 | 18 | [17 empty] | 0 | 0
10 | 19 | 19 | [17 empty] | 0 | 0
10 | 19 | 20 | [17 empty] | 0 | 0
10 | 19 | 21 | [17 empty] | 0 | 0
10 | 19 | 22 | [17 empty] | 0 | 0
10 | 19 | 23 | [17 empty] | 0 | 0
10 | 19 | 24 | [17 empty] | 0 | 0
10 | 20 | 1 | [17 empty] | 0 | 0
10 | 20 | 2 | [17 empty] | 0 | 0
10 | 20 | 3 | [17 empty] | 0 | 0
10 | 20 | 4 | [17 empty] | 0 | 0
10 | 20 | 5 | [17 empty] | 0 | 0
10 | 20 | 6 | [17 empty] | 0 | 0
10 | 20 | 7 | [17 empty] | 0 | 0
10 | 20 | 8 | [17 empty] | 0 | 0
10 | 20 | 9 | [17 empty] | 0 | 0
10 | 20 | 10 | [17 empty] | 0 | 0
10 | 20 | 11 | [17 empty] | 0 | 0
10 | 20 | 12 | [17 empty] | 0 | 0
10 | 20 | 13 | [17 empty] | 0 | 0
10 | 20 | 14 | [17 empty] | 0 | 0
10 | 20 | 15 | [17 empty] | 0 | 0
10 | 20 | 16 | [17 empty] | 0 | 0
10 | 20 | 17 | [17 empty] | 0 | 0
10 | 20 | 18 | [17 empty] | 0 | 0
10 | 20 | 19 | [17 empty] | 0 | 0
10 | 20 | 20 | [17 empty] | 0 | 0
10 | 20 | 21 | [17 empty] | 0 | 0
10 | 20 | 22 | [17 empty] | 0 | 0
10 | 20 | 23 | [17 empty] | 0 | 0
10 | 20 | 24 | [17 empty] | 0 | 0
10 | 21 | 1 | [17 empty] | 0 | 0
10 | 21 | 2 | [17 empty] | 0 | 0
10 | 21 | 3 | [17 empty] | 0 | 0
10 | 21 | 4 | [17 empty] | 0 | 0
10 | 21 | 5 | [17 empty] | 0 | 0
10 | 21 | 6 | [17 empty] | 0 | 0
10 | 21 | 7 | [17 empty] | 0 | 0
10 | 21 | 8 | [17 empty] | 0 | 0
10 | 21 | 9 | [17 empty] | 0 | 0
10 | 21 | 10 | [17 empty] | 0 | 0
10 | 21 | 11 | [17 empty] | 0 | 0
10 | 21 | 12 | [17 empty] | 0 | 0
10 | 21 | 13 | [17 empty] | 0 | 0
10 | 21 | 14 | [17 empty] | 0 | 0
10 | 21 | 15 | [17 empty] | 0 | 0
10 | 21 | 16 | [17 empty] | 0 | 0
10 | 21 | 17 | [17 empty] | 0 | 0
10 | 21 | 18 | [17 empty] | 0 | 0
10 | 21 | 19 | [17 empty] | 0 | 0
10 | 21 | 20 | [17 empty] | 0 | 0
10 | 21 | 21 | [17 empty] | 0 | 0
10 | 21 | 22 | [17 empty] | 0 | 0
10 | 21 | 23 | [17 empty] | 0 | 0
10 | 21 | 24 | [17 empty] | 0 | 0
10 | 22 | 1 | [17 empty] | 0 | 0
10 | 22 | 2 | [17 empty] | 0 | 0
10 | 22 | 3 | [17 empty] | 0 | 0
10 | 22 | 4 | [17 empty] | 0 | 0
10 | 22 | 5 | [17 empty] | 0 | 0
10 | 22 | 6 | [17 empty] | 0 | 0
10 | 22 | 7 | [17 empty] | 0 | 0
10 | 22 | 8 | [17 empty] | 0 | 0
10 | 22 | 9 | [17 empty] | 0 | 0
10 | 22 | 10 | [17 empty] | 0 | 0
10 | 22 | 11 | [17 empty] | 0 | 0
10 | 22 | 12 | [17 empty] | 0 | 0
10 | 22 | 13 | [17 empty] | 0 | 0
10 | 22 | 14 | [17 empty] | 0 | 0
10 | 22 | 15 | [17 empty] | 0 | 0
10 | 22 | 16 | [17 empty] | 0 | 0
10 | 22 | 17 | [17 empty] | 0 | 0
10 | 22 | 18 | [17 empty] | 0 | 0
10 | 22 | 19 | [17 empty] | 0 | 0
10 | 22 | 20 | [17 empty] | 0 | 0
10 | 22 | 21 | [17 empty] | 0 | 0
10 | 22 | 22 | [17 empty] | 0 | 0
10 | 22 | 23 | [17 empty] | 0 | 0
10 | 22 | 24 | [17 empty] | 0 | 0
10 | 23 | 1 | [17 empty] | 0 | 0
10 | 23 | 2 | [17 empty] | 0 | 0
10 | 23 | 3 | [17 empty] | 0 | 0
10 | 23 | 4 | [17 empty] | 0 | 0
10 | 23 | 5 | [17 empty] | 0 | 0
10 | 23 | 6 | [17 empty] | 0 | 0
10 | 23 | 7 | [17 empty] | 0 | 0
10 | 23 | 8 | [17 empty] | 0 | 0
10 | 23 | 9 | [17 empty] | 0 | 0
10 | 23 | 10 | [17 empty] | 0 | 0
10 | 23 | 11 | [17 empty] | 0 | 0
10 | 23 | 12 | [17 empty] | 0 | 0
10 | 23 | 13 | [17 empty] | 0 | 0
10 | 23 | 14 | [17 empty] | 0 | 0
10 | 23 | 15 | [17 empty] | 0 | 0
10 | 23 | 16 | [17 empty] | 0 | 0
10 | 23 | 17 | [17 empty] | 0 | 0
10 | 23 | 18 | [17 empty] | 0 | 0
10 | 23 | 19 | [17 empty] | 0 | 0
10 | 23 | 20 | [17 empty] | 0 | 0
10 | 23 | 21 | [17 empty] | 0 | 0
10 | 23 | 22 | [17 empty] | 0 | 0
10 | 23 | 23 | [17 empty] | 0 | 0
10 | 23 | 24 | [17 empty] | 0 | 0
10 | 24 | 1 | [17 empty] | 0 | 0
10 | 24 | 2 | [17 empty] | 0 | 0
10 | 24 | 3 | [17 empty] | 0 | 0
10 | 24 | 4 | [17 empty] | 0 | 0
10 | 24 | 5 | [17 empty] | 0 | 0
10 | 24 | 6 | [17 empty] | 0 | 0
10 | 24 | 7 | [17 empty] | 0 | 0
10 | 24 | 8 | [17 empty] | 0 | 0
10 | 24 | 9 | [17 empty] | 0 | 0
10 | 24 | 10 | [17 empty] | 0 | 0
10 | 24 | 11 | [17 empty] | 0 | 0
10 | 24 | 12 | [17 empty] | 0 | 0
10 | 24 | 13 | [17 empty] | 0 | 0
10 | 24 | 14 | [17 empty] | 0 | 0
10 | 24 | 15 | [17 empty] | 0 | 0
10 | 24 | 16 | [17 empty] | 0 | 0
10 | 24 | 17 | [17 empty] | 0 | 0
10 | 24 | 18 | [17 empty] | 0 | 0
10 | 24 | 19 | [17 empty] | 0 | 0
10 | 24 | 20 | [17 empty] | 0 | 0
10 | 24 | 21 | [17 empty] | 0 | 0
10 | 24 | 22 | [17 empty] | 0 | 0
10 | 24 | 23 | [17 empty] | 0 | 0
10 | 24 | 24 | [17 empty] | 0 | 0
10 | 25 | 1 | [17 empty] | 0 | 0
10 | 25 | 2 | [17 empty] | 0 | 0
10 | 25 | 3 | [17 empty] | 0 | 0
10 | 25 | 4 | [17 empty] | 0 | 0
10 | 25 | 5 | [17 empty] | 0 | 0
10 | 25 | 6 | [17 empty] | 0 | 0
10 | 25 | 7 | [17 empty] | 0 | 0
10 | 25 | 8 | [17 empty] | 0 | 0
10 | 25 | 9 | [17 empty] | 0 | 0
10 | 25 | 10 | [17 empty] | 0 | 0
10 | 25 | 11 | [17 empty] | 0 | 0
10 | 25 | 12 | [17 empty] | 0 | 0
10 | 25 | 13 | [17 empty] | 0 | 0
10 | 25 | 14 | [17 empty] | 0 | 0
10 | 25 | 15 | [17 empty] | 0 | 0
10 | 25 | 16 | [17 empty] | 0 | 0
10 | 25 | 17 | [17 empty] | 0 | 0
10 | 25 | 18 | [17 empty] | 0 | 0
10 | 25 | 19 | [17 empty] | 0 | 0
10 | 25 | 20 | [17 empty] | 0 | 0
10 | 25 | 21 | [17 empty] | 0 | 0
10 | 25 | 22 | [17 empty] | 0 | 0
10 | 25 | 23 | [17 empty] | 0 | 0
10 | 25 | 24 | [17 empty] | 0 | 0
10 | 26 | 1 | [17 empty] | 0 | 0
10 | 26 | 2 | [17 empty] | 0 | 0
10 | 26 | 3 | [17 empty] | 0 | 0
10 | 26 | 4 | [17 empty] | 0 | 0
10 | 26 | 5 | [17 empty] | 0 | 0
10 | 26 | 6 | [17 empty] | 0 | 0
10 | 26 | 7 | [17 empty] | 0 | 0
10 | 26 | 8 | [17 empty] | 0 | 0
10 | 26 | 9 | [17 empty] | 0 | 0
10 | 26 | 10 | [17 empty] | 0 | 0
10 | 26 | 11 | [17 empty] | 0 | 0
10 | 26 | 12 | [17 empty] | 0 | 0
10 | 26 | 13 | [17 empty] | 0 | 0
10 | 26 | 14 | [17 empty] | 0 | 0
10 | 26 | 15 | [17 empty] | 0 | 0
10 | 26 | 16 | [17 empty] | 0 | 0
10 | 26 | 17 | [17 empty] | 0 | 0
10 | 26 | 18 | [17 empty] | 0 | 0
10 | 26 | 19 | [17 empty] | 0 | 0
10 | 26 | 20 | [17 empty] | 0 | 0
10 | 26 | 21 | [17 empty] | 0 | 0
10 | 26 | 22 | [17 empty] | 0 | 0
10 | 26 | 23 | [17 empty] | 0 | 0
10 | 26 | 24 | [17 empty] | 0 | 0
10 | 27 | 1 | [17 empty] | 0 | 0
10 | 27 | 2 | [17 empty] | 0 | 0
10 | 27 | 3 | [17 empty] | 0 | 0
10 | 27 | 4 | [17 empty] | 0 | 0
10 | 27 | 5 | [17 empty] | 0 | 0
10 | 27 | 6 | [17 empty] | 0 | 0
10 | 27 | 7 | [17 empty] | 0 | 0
10 | 27 | 8 | [17 empty] | 0 | 0
10 | 27 | 9 | [17 empty] | 0 | 0
10 | 27 | 10 | [17 empty] | 0 | 0
10 | 27 | 11 | [17 empty] | 0 | 0
10 | 27 | 12 | [17 empty] | 0 | 0
10 | 27 | 13 | [17 empty] | 0 | 0
10 | 27 | 14 | [17 empty] | 0 | 0
10 | 27 | 15 | [17 empty] | 0 | 0
10 | 27 | 16 | [17 empty] | 0 | 0
10 | 27 | 17 | [17 empty] | 0 | 0
10 | 27 | 18 | [17 empty] | 0 | 0
10 | 27 | 19 | [17 empty] | 0 | 0
10 | 27 | 20 | [17 empty] | 0 | 0
10 | 27 | 21 | [17 empty] | 0 | 0
10 | 27 | 22 | [17 empty] | 0 | 0
10 | 27 | 23 | [17 empty] | 0 | 0
10 | 27 | 24 | [17 empty] | 0 | 0
10 | 28 | 1 | [17 empty] | 0 | 0
10 | 28 | 2 | [17 empty] | 0 | 0
10 | 28 | 3 | [17 empty] | 0 | 0
10 | 28 | 4 | [17 empty] | 0 | 0
10 | 28 | 5 | [17 empty] | 0 | 0
10 | 28 | 6 | [17 empty] | 0 | 0
10 | 28 | 7 | [17 empty] | 0 | 0
10 | 28 | 8 | [17 empty] | 0 | 0
10 | 28 | 9 | [17 empty] | 0 | 0
10 | 28 | 10 | [17 empty] | 0 | 0
10 | 28 | 11 | [17 empty] | 0 | 0
10 | 28 | 12 | [17 empty] | 0 | 0
10 | 28 | 13 | [17 empty] | 0 | 0
10 | 28 | 14 | [17 empty] | 0 | 0
10 | 28 | 15 | [17 empty] | 0 | 0
10 | 28 | 16 | [17 empty] | 0 | 0
10 | 28 | 17 | [17 empty] | 0 | 0
10 | 28 | 18 | [17 empty] | 0 | 0
10 | 28 | 19 | [17 empty] | 0 | 0
10 | 28 | 20 | [17 empty] | 0 | 0
10 | 28 | 21 | [17 empty] | 0 | 0
10 | 28 | 22 | [17 empty] | 0 | 0
10 | 28 | 23 | [17 empty] | 0 | 0
10 | 28 | 24 | [17 empty] | 0 | 0
10 | 29 | 1 | [17 empty] | 0 | 0
10 | 29 | 2 | [17 empty] | 0 | 0
10 | 29 | 3 | [17 empty] | 0 | 0
10 | 29 | 4 | [17 empty] | 0 | 0
10 | 29 | 5 | [17 empty] | 0 | 0
10 | 29 | 6 | [17 empty] | 0 | 0
10 | 29 | 7 | [17 empty] | 0 | 0
10 | 29 | 8 | [17 empty] | 0 | 0
10 | 29 | 9 | [17 empty] | 0 | 0
10 | 29 | 10 | [17 empty] | 0 | 0
10 | 29 | 11 | [17 empty] | 0 | 0
10 | 29 | 12 | [17 empty] | 0 | 0
10 | 29 | 13 | [17 empty] | 0 | 0
10 | 29 | 14 | [17 empty] | 0 | 0
10 | 29 | 15 | [17 empty] | 0 | 0
10 | 29 | 16 | [17 empty] | 0 | 0
10 | 29 | 17 | [17 empty] | 0 | 0
10 | 29 | 18 | [17 empty] | 0 | 0
10 | 29 | 19 | [17 empty] | 0 | 0
10 | 29 | 20 | [17 empty] | 0 | 0
10 | 29 | 21 | [17 empty] | 0 | 0
10 | 29 | 22 | [17 empty] | 0 | 0
10 | 29 | 23 | [17 empty] | 0 | 0
10 | 29 | 24 | [17 empty] | 0 | 0
10 | 30 | 1 | [17 empty] | 0 | 0
10 | 30 | 2 | [17 empty] | 0 | 0
10 | 30 | 3 | [17 empty] | 0 | 0
10 | 30 | 4 | [17 empty] | 0 | 0
10 | 30 | 5 | [17 empty] | 0 | 0
10 | 30 | 6 | [17 empty] | 0 | 0
10 | 30 | 7 | [17 empty] | 0 | 0
10 | 30 | 8 | [17 empty] | 0 | 0
10 | 30 | 9 | [17 empty] | 0 | 0
10 | 30 | 10 | [17 empty] | 0 | 0
10 | 30 | 11 | [17 empty] | 0 | 0
10 | 30 | 12 | [17 empty] | 0 | 0
10 | 30 | 13 | [17 empty] | 0 | 0
10 | 30 | 14 | [17 empty] | 0 | 0
10 | 30 | 15 | [17 empty] | 0 | 0
10 | 30 | 16 | [17 empty] | 0 | 0
10 | 30 | 17 | [17 empty] | 0 | 0
10 | 30 | 18 | [17 empty] | 0 | 0
10 | 30 | 19 | [17 empty] | 0 | 0
10 | 30 | 20 | [17 empty] | 0 | 0
10 | 30 | 21 | [17 empty] | 0 | 0
10 | 30 | 22 | [17 empty] | 0 | 0
10 | 30 | 23 | [17 empty] | 0 | 0
10 | 30 | 24 | [17 empty] | 0 | 0
10 | 31 | 1 | [17 empty] | 0 | 0
10 | 31 | 2 | [17 empty] | 0 | 0
10 | 31 | 3 | [17 empty] | 0 | 0
10 | 31 | 4 | [17 empty] | 0 | 0
10 | 31 | 5 | [17 empty] | 0 | 0
10 | 31 | 6 | [17 empty] | 0 | 0
10 | 31 | 7 | [17 empty] | 0 | 0
10 | 31 | 8 | [17 empty] | 0 | 0
10 | 31 | 9 | [17 empty] | 0 | 0
10 | 31 | 10 | [17 empty] | 0 | 0
10 | 31 | 11 | [17 empty] | 0 | 0
10 | 31 | 12 | [17 empty] | 0 | 0
10 | 31 | 13 | [17 empty] | 0 | 0
10 | 31 | 14 | [17 empty] | 0 | 0
10 | 31 | 15 | [17 empty] | 0 | 0
10 | 31 | 16 | [17 empty] | 0 | 0
10 | 31 | 17 | [17 empty] | 0 | 0
10 | 31 | 18 | [17 empty] | 0 | 0
10 | 31 | 19 | [17 empty] | 0 | 0
10 | 31 | 20 | [17 empty] | 0 | 0
10 | 31 | 21 | [17 empty] | 0 | 0
10 | 31 | 22 | [17 empty] | 0 | 0
10 | 31 | 23 | [17 empty] | 0 | 0
10 | 31 | 24 | [17 empty] | 0 | 0
11 | 1 | 1 | [17 empty] | 0 | 0
11 | 1 | 2 | [17 empty] | 0 | 0
11 | 1 | 3 | [17 empty] | 0 | 0
11 | 1 | 4 | [17 empty] | 0 | 0
11 | 1 | 5 | [17 empty] | 0 | 0
11 | 1 | 6 | [17 empty] | 0 | 0
11 | 1 | 7 | [17 empty] | 0 | 0
11 | 1 | 8 | [17 empty] | 0 | 0
11 | 1 | 9 | [17 empty] | 0 | 0
11 | 1 | 10 | [17 empty] | 0 | 0
11 | 1 | 11 | [17 empty] | 0 | 0
11 | 1 | 12 | [17 empty] | 0 | 0
11 | 1 | 13 | [17 empty] | 0 | 0
11 | 1 | 14 | [17 empty] | 0 | 0
11 | 1 | 15 | [17 empty] | 0 | 0
11 | 1 | 16 | [17 empty] | 0 | 0
11 | 1 | 17 | [17 empty] | 0 | 0
11 | 1 | 18 | [17 empty] | 0 | 0
11 | 1 | 19 | [17 empty] | 0 | 0
11 | 1 | 20 | [17 empty] | 0 | 0
11 | 1 | 21 | [17 empty] | 0 | 0
11 | 1 | 22 | [17 empty] | 0 | 0
11 | 1 | 23 | [17 empty] | 0 | 0
11 | 1 | 24 | [17 empty] | 0 | 0
11 | 2 | 1 | [17 empty] | 0 | 0
11 | 2 | 2 | [17 empty] | 0 | 0
11 | 2 | 3 | [17 empty] | 0 | 0
11 | 2 | 4 | [17 empty] | 0 | 0
11 | 2 | 5 | [17 empty] | 0 | 0
11 | 2 | 6 | [17 empty] | 0 | 0
11 | 2 | 7 | [17 empty] | 0 | 0
11 | 2 | 8 | [17 empty] | 0 | 0
11 | 2 | 9 | [17 empty] | 0 | 0
11 | 2 | 10 | [17 empty] | 0 | 0
11 | 2 | 11 | [17 empty] | 0 | 0
11 | 2 | 12 | [17 empty] | 0 | 0
11 | 2 | 13 | [17 empty] | 0 | 0
11 | 2 | 14 | [17 empty] | 0 | 0
11 | 2 | 15 | [17 empty] | 0 | 0
11 | 2 | 16 | [17 empty] | 0 | 0
11 | 2 | 17 | [17 empty] | 0 | 0
11 | 2 | 18 | [17 empty] | 0 | 0
11 | 2 | 19 | [17 empty] | 0 | 0
11 | 2 | 20 | [17 empty] | 0 | 0
11 | 2 | 21 | [17 empty] | 0 | 0
11 | 2 | 22 | [17 empty] | 0 | 0
11 | 2 | 23 | [17 empty] | 0 | 0
11 | 2 | 24 | [17 empty] | 0 | 0
11 | 3 | 1 | [17 empty] | 0 | 0
11 | 3 | 2 | [17 empty] | 0 | 0
11 | 3 | 3 | [17 empty] | 0 | 0
11 | 3 | 4 | [17 empty] | 0 | 0
11 | 3 | 5 | [17 empty] | 0 | 0
11 | 3 | 6 | [17 empty] | 0 | 0
11 | 3 | 7 | [17 empty] | 0 | 0
11 | 3 | 8 | [17 empty] | 0 | 0
11 | 3 | 9 | [17 empty] | 0 | 0
11 | 3 | 10 | [17 empty] | 0 | 0
11 | 3 | 11 | [17 empty] | 0 | 0
11 | 3 | 12 | [17 empty] | 0 | 0
11 | 3 | 13 | [17 empty] | 0 | 0
11 | 3 | 14 | [17 empty] | 0 | 0
11 | 3 | 15 | [17 empty] | 0 | 0
11 | 3 | 16 | [17 empty] | 0 | 0
11 | 3 | 17 | [17 empty] | 0 | 0
11 | 3 | 18 | [17 empty] | 0 | 0
11 | 3 | 19 | [17 empty] | 0 | 0
11 | 3 | 20 | [17 empty] | 0 | 0
11 | 3 | 21 | [17 empty] | 0 | 0
11 | 3 | 22 | [17 empty] | 0 | 0
11 | 3 | 23 | [17 empty] | 0 | 0
11 | 3 | 24 | [17 empty] | 0 | 0
11 | 4 | 1 | [17 empty] | 0 | 0
11 | 4 | 2 | [17 empty] | 0 | 0
11 | 4 | 3 | [17 empty] | 0 | 0
11 | 4 | 4 | [17 empty] | 0 | 0
11 | 4 | 5 | [17 empty] | 0 | 0
11 | 4 | 6 | [17 empty] | 0 | 0
11 | 4 | 7 | [17 empty] | 0 | 0
11 | 4 | 8 | [17 empty] | 0 | 0
11 | 4 | 9 | [17 empty] | 0 | 0
11 | 4 | 10 | [17 empty] | 0 | 0
11 | 4 | 11 | [17 empty] | 0 | 0
11 | 4 | 12 | [17 empty] | 0 | 0
11 | 4 | 13 | [17 empty] | 0 | 0
11 | 4 | 14 | [17 empty] | 0 | 0
11 | 4 | 15 | [17 empty] | 0 | 0
11 | 4 | 16 | [17 empty] | 0 | 0
11 | 4 | 17 | [17 empty] | 0 | 0
11 | 4 | 18 | [17 empty] | 0 | 0
11 | 4 | 19 | [17 empty] | 0 | 0
11 | 4 | 20 | [17 empty] | 0 | 0
11 | 4 | 21 | [17 empty] | 0 | 0
11 | 4 | 22 | [17 empty] | 0 | 0
11 | 4 | 23 | [17 empty] | 0 | 0
11 | 4 | 24 | [17 empty] | 0 | 0
11 | 5 | 1 | [17 empty] | 0 | 0
11 | 5 | 2 | [17 empty] | 0 | 0
11 | 5 | 3 | [17 empty] | 0 | 0
11 | 5 | 4 | [17 empty] | 0 | 0
11 | 5 | 5 | [17 empty] | 0 | 0
11 | 5 | 6 | [17 empty] | 0 | 0
11 | 5 | 7 | [17 empty] | 0 | 0
11 | 5 | 8 | [17 empty] | 0 | 0
11 | 5 | 9 | [17 empty] | 0 | 0
11 | 5 | 10 | [17 empty] | 0 | 0
11 | 5 | 11 | [17 empty] | 0 | 0
11 | 5 | 12 | [17 empty] | 0 | 0
11 | 5 | 13 | [17 empty] | 0 | 0
11 | 5 | 14 | [17 empty] | 0 | 0
11 | 5 | 15 | [17 empty] | 0 | 0
11 | 5 | 16 | [17 empty] | 0 | 0
11 | 5 | 17 | [17 empty] | 0 | 0
11 | 5 | 18 | [17 empty] | 0 | 0
11 | 5 | 19 | [17 empty] | 0 | 0
11 | 5 | 20 | [17 empty] | 0 | 0
11 | 5 | 21 | [17 empty] | 0 | 0
11 | 5 | 22 | [17 empty] | 0 | 0
11 | 5 | 23 | [17 empty] | 0 | 0
11 | 5 | 24 | [17 empty] | 0 | 0
11 | 6 | 1 | [17 empty] | 0 | 0
11 | 6 | 2 | [17 empty] | 0 | 0
11 | 6 | 3 | [17 empty] | 0 | 0
11 | 6 | 4 | [17 empty] | 0 | 0
11 | 6 | 5 | [17 empty] | 0 | 0
11 | 6 | 6 | [17 empty] | 0 | 0
11 | 6 | 7 | [17 empty] | 0 | 0
11 | 6 | 8 | [17 empty] | 0 | 0
11 | 6 | 9 | [17 empty] | 0 | 0
11 | 6 | 10 | [17 empty] | 0 | 0
11 | 6 | 11 | [17 empty] | 0 | 0
11 | 6 | 12 | [17 empty] | 0 | 0
11 | 6 | 13 | [17 empty] | 0 | 0
11 | 6 | 14 | [17 empty] | 0 | 0
11 | 6 | 15 | [17 empty] | 0 | 0
11 | 6 | 16 | [17 empty] | 0 | 0
11 | 6 | 17 | [17 empty] | 0 | 0
11 | 6 | 18 | [17 empty] | 0 | 0
11 | 6 | 19 | [17 empty] | 0 | 0
11 | 6 | 20 | [17 empty] | 0 | 0
11 | 6 | 21 | [17 empty] | 0 | 0
11 | 6 | 22 | [17 empty] | 0 | 0
11 | 6 | 23 | [17 empty] | 0 | 0
11 | 6 | 24 | [17 empty] | 0 | 0
11 | 7 | 1 | [17 empty] | 0 | 0
11 | 7 | 2 | [17 empty] | 0 | 0
11 | 7 | 3 | [17 empty] | 0 | 0
11 | 7 | 4 | [17 empty] | 0 | 0
11 | 7 | 5 | [17 empty] | 0 | 0
11 | 7 | 6 | [17 empty] | 0 | 0
11 | 7 | 7 | [17 empty] | 0 | 0
11 | 7 | 8 | [17 empty] | 0 | 0
11 | 7 | 9 | [17 empty] | 0 | 0
11 | 7 | 10 | [17 empty] | 0 | 0
11 | 7 | 11 | [17 empty] | 0 | 0
11 | 7 | 12 | [17 empty] | 0 | 0
11 | 7 | 13 | [17 empty] | 0 | 0
11 | 7 | 14 | [17 empty] | 0 | 0
11 | 7 | 15 | [17 empty] | 0 | 0
11 | 7 | 16 | [17 empty] | 0 | 0
11 | 7 | 17 | [17 empty] | 0 | 0
11 | 7 | 18 | [17 empty] | 0 | 0
11 | 7 | 19 | [17 empty] | 0 | 0
11 | 7 | 20 | [17 empty] | 0 | 0
11 | 7 | 21 | [17 empty] | 0 | 0
11 | 7 | 22 | [17 empty] | 0 | 0
11 | 7 | 23 | [17 empty] | 0 | 0
11 | 7 | 24 | [17 empty] | 0 | 0
11 | 8 | 1 | [17 empty] | 0 | 0
11 | 8 | 2 | [17 empty] | 0 | 0
11 | 8 | 3 | [17 empty] | 0 | 0
11 | 8 | 4 | [17 empty] | 0 | 0
11 | 8 | 5 | [17 empty] | 0 | 0
11 | 8 | 6 | [17 empty] | 0 | 0
11 | 8 | 7 | [17 empty] | 0 | 0
11 | 8 | 8 | [17 empty] | 0 | 0
11 | 8 | 9 | [17 empty] | 0 | 0
11 | 8 | 10 | [17 empty] | 0 | 0
11 | 8 | 11 | [17 empty] | 0 | 0
11 | 8 | 12 | [17 empty] | 0 | 0
11 | 8 | 13 | [17 empty] | 0 | 0
11 | 8 | 14 | [17 empty] | 0 | 0
11 | 8 | 15 | [17 empty] | 0 | 0
11 | 8 | 16 | [17 empty] | 0 | 0
11 | 8 | 17 | [17 empty] | 0 | 0
11 | 8 | 18 | [17 empty] | 0 | 0
11 | 8 | 19 | [17 empty] | 0 | 0
11 | 8 | 20 | [17 empty] | 0 | 0
11 | 8 | 21 | [17 empty] | 0 | 0
11 | 8 | 22 | [17 empty] | 0 | 0
11 | 8 | 23 | [17 empty] | 0 | 0
11 | 8 | 24 | [17 empty] | 0 | 0
11 | 9 | 1 | [17 empty] | 0 | 0
11 | 9 | 2 | [17 empty] | 0 | 0
11 | 9 | 3 | [17 empty] | 0 | 0
11 | 9 | 4 | [17 empty] | 0 | 0
11 | 9 | 5 | [17 empty] | 0 | 0
11 | 9 | 6 | [17 empty] | 0 | 0
11 | 9 | 7 | [17 empty] | 0 | 0
11 | 9 | 8 | [17 empty] | 0 | 0
11 | 9 | 9 | [17 empty] | 0 | 0
11 | 9 | 10 | [17 empty] | 0 | 0
11 | 9 | 11 | [17 empty] | 0 | 0
11 | 9 | 12 | [17 empty] | 0 | 0
11 | 9 | 13 | [17 empty] | 0 | 0
11 | 9 | 14 | [17 empty] | 0 | 0
11 | 9 | 15 | [17 empty] | 0 | 0
11 | 9 | 16 | [17 empty] | 0 | 0
11 | 9 | 17 | [17 empty] | 0 | 0
11 | 9 | 18 | [17 empty] | 0 | 0
11 | 9 | 19 | [17 empty] | 0 | 0
11 | 9 | 20 | [17 empty] | 0 | 0
11 | 9 | 21 | [17 empty] | 0 | 0
11 | 9 | 22 | [17 empty] | 0 | 0
11 | 9 | 23 | [17 empty] | 0 | 0
11 | 9 | 24 | [17 empty] | 0 | 0
11 | 10 | 1 | [17 empty] | 0 | 0
11 | 10 | 2 | [17 empty] | 0 | 0
11 | 10 | 3 | [17 empty] | 0 | 0
11 | 10 | 4 | [17 empty] | 0 | 0
11 | 10 | 5 | [17 empty] | 0 | 0
11 | 10 | 6 | [17 empty] | 0 | 0
11 | 10 | 7 | [17 empty] | 0 | 0
11 | 10 | 8 | [17 empty] | 0 | 0
11 | 10 | 9 | [17 empty] | 0 | 0
11 | 10 | 10 | [17 empty] | 0 | 0
11 | 10 | 11 | [17 empty] | 0 | 0
11 | 10 | 12 | [17 empty] | 0 | 0
11 | 10 | 13 | [17 empty] | 0 | 0
11 | 10 | 14 | [17 empty] | 0 | 0
11 | 10 | 15 | [17 empty] | 0 | 0
11 | 10 | 16 | [17 empty] | 0 | 0
11 | 10 | 17 | [17 empty] | 0 | 0
11 | 10 | 18 | [17 empty] | 0 | 0
11 | 10 | 19 | [17 empty] | 0 | 0
11 | 10 | 20 | [17 empty] | 0 | 0
11 | 10 | 21 | [17 empty] | 0 | 0
11 | 10 | 22 | [17 empty] | 0 | 0
11 | 10 | 23 | [17 empty] | 0 | 0
11 | 10 | 24 | [17 empty] | 0 | 0
11 | 11 | 1 | [17 empty] | 0 | 0
11 | 11 | 2 | [17 empty] | 0 | 0
11 | 11 | 3 | [17 empty] | 0 | 0
11 | 11 | 4 | [17 empty] | 0 | 0
11 | 11 | 5 | [17 empty] | 0 | 0
11 | 11 | 6 | [17 empty] | 0 | 0
11 | 11 | 7 | [17 empty] | 0 | 0
11 | 11 | 8 | [17 empty] | 0 | 0
11 | 11 | 9 | [17 empty] | 0 | 0
11 | 11 | 10 | [17 empty] | 0 | 0
11 | 11 | 11 | [17 empty] | 0 | 0
11 | 11 | 12 | [17 empty] | 0 | 0
11 | 11 | 13 | [17 empty] | 0 | 0
11 | 11 | 14 | [17 empty] | 0 | 0
11 | 11 | 15 | [17 empty] | 0 | 0
11 | 11 | 16 | [17 empty] | 0 | 0
11 | 11 | 17 | [17 empty] | 0 | 0
11 | 11 | 18 | [17 empty] | 0 | 0
11 | 11 | 19 | [17 empty] | 0 | 0
11 | 11 | 20 | [17 empty] | 0 | 0
11 | 11 | 21 | [17 empty] | 0 | 0
11 | 11 | 22 | [17 empty] | 0 | 0
11 | 11 | 23 | [17 empty] | 0 | 0
11 | 11 | 24 | [17 empty] | 0 | 0
11 | 12 | 1 | [17 empty] | 0 | 0
11 | 12 | 2 | [17 empty] | 0 | 0
11 | 12 | 3 | [17 empty] | 0 | 0
11 | 12 | 4 | [17 empty] | 0 | 0
11 | 12 | 5 | [17 empty] | 0 | 0
11 | 12 | 6 | [17 empty] | 0 | 0
11 | 12 | 7 | [17 empty] | 0 | 0
11 | 12 | 8 | [17 empty] | 0 | 0
11 | 12 | 9 | [17 empty] | 0 | 0
11 | 12 | 10 | [17 empty] | 0 | 0
11 | 12 | 11 | [17 empty] | 0 | 0
11 | 12 | 12 | [17 empty] | 0 | 0
11 | 12 | 13 | [17 empty] | 0 | 0
11 | 12 | 14 | [17 empty] | 0 | 0
11 | 12 | 15 | [17 empty] | 0 | 0
11 | 12 | 16 | [17 empty] | 0 | 0
11 | 12 | 17 | [17 empty] | 0 | 0
11 | 12 | 18 | [17 empty] | 0 | 0
11 | 12 | 19 | [17 empty] | 0 | 0
11 | 12 | 20 | [17 empty] | 0 | 0
11 | 12 | 21 | [17 empty] | 0 | 0
11 | 12 | 22 | [17 empty] | 0 | 0
11 | 12 | 23 | [17 empty] | 0 | 0
11 | 12 | 24 | [17 empty] | 0 | 0
11 | 13 | 1 | [17 empty] | 0 | 0
11 | 13 | 2 | [17 empty] | 0 | 0
11 | 13 | 3 | [17 empty] | 0 | 0
11 | 13 | 4 | [17 empty] | 0 | 0
11 | 13 | 5 | [17 empty] | 0 | 0
11 | 13 | 6 | [17 empty] | 0 | 0
11 | 13 | 7 | [17 empty] | 0 | 0
11 | 13 | 8 | [17 empty] | 0 | 0
11 | 13 | 9 | [17 empty] | 0 | 0
11 | 13 | 10 | [17 empty] | 0 | 0
11 | 13 | 11 | [17 empty] | 0 | 0
11 | 13 | 12 | [17 empty] | 0 | 0
11 | 13 | 13 | [17 empty] | 0 | 0
11 | 13 | 14 | [17 empty] | 0 | 0
11 | 13 | 15 | [17 empty] | 0 | 0
11 | 13 | 16 | [17 empty] | 0 | 0
11 | 13 | 17 | [17 empty] | 0 | 0
11 | 13 | 18 | [17 empty] | 0 | 0
11 | 13 | 19 | [17 empty] | 0 | 0
11 | 13 | 20 | [17 empty] | 0 | 0
11 | 13 | 21 | [17 empty] | 0 | 0
11 | 13 | 22 | [17 empty] | 0 | 0
11 | 13 | 23 | [17 empty] | 0 | 0
11 | 13 | 24 | [17 empty] | 0 | 0
11 | 14 | 1 | [17 empty] | 0 | 0
11 | 14 | 2 | [17 empty] | 0 | 0
11 | 14 | 3 | [17 empty] | 0 | 0
11 | 14 | 4 | [17 empty] | 0 | 0
11 | 14 | 5 | [17 empty] | 0 | 0
11 | 14 | 6 | [17 empty] | 0 | 0
11 | 14 | 7 | [17 empty] | 0 | 0
11 | 14 | 8 | [17 empty] | 0 | 0
11 | 14 | 9 | [17 empty] | 0 | 0
11 | 14 | 10 | [17 empty] | 0 | 0
11 | 14 | 11 | [17 empty] | 0 | 0
11 | 14 | 12 | [17 empty] | 0 | 0
11 | 14 | 13 | [17 empty] | 0 | 0
11 | 14 | 14 | [17 empty] | 0 | 0
11 | 14 | 15 | [17 empty] | 0 | 0
11 | 14 | 16 | [17 empty] | 0 | 0
11 | 14 | 17 | [17 empty] | 0 | 0
11 | 14 | 18 | [17 empty] | 0 | 0
11 | 14 | 19 | [17 empty] | 0 | 0
11 | 14 | 20 | [17 empty] | 0 | 0
11 | 14 | 21 | [17 empty] | 0 | 0
11 | 14 | 22 | [17 empty] | 0 | 0
11 | 14 | 23 | [17 empty] | 0 | 0
11 | 14 | 24 | [17 empty] | 0 | 0
11 | 15 | 1 | [17 empty] | 0 | 0
11 | 15 | 2 | [17 empty] | 0 | 0
11 | 15 | 3 | [17 empty] | 0 | 0
11 | 15 | 4 | [17 empty] | 0 | 0
11 | 15 | 5 | [17 empty] | 0 | 0
11 | 15 | 6 | [17 empty] | 0 | 0
11 | 15 | 7 | [17 empty] | 0 | 0
11 | 15 | 8 | [17 empty] | 0 | 0
11 | 15 | 9 | [17 empty] | 0 | 0
11 | 15 | 10 | [17 empty] | 0 | 0
11 | 15 | 11 | [17 empty] | 0 | 0
11 | 15 | 12 | [17 empty] | 0 | 0
11 | 15 | 13 | [17 empty] | 0 | 0
11 | 15 | 14 | [17 empty] | 0 | 0
11 | 15 | 15 | [17 empty] | 0 | 0
11 | 15 | 16 | [17 empty] | 0 | 0
11 | 15 | 17 | [17 empty] | 0 | 0
11 | 15 | 18 | [17 empty] | 0 | 0
11 | 15 | 19 | [17 empty] | 0 | 0
11 | 15 | 20 | [17 empty] | 0 | 0
11 | 15 | 21 | [17 empty] | 0 | 0
11 | 15 | 22 | [17 empty] | 0 | 0
11 | 15 | 23 | [17 empty] | 0 | 0
11 | 15 | 24 | [17 empty] | 0 | 0
11 | 16 | 1 | [17 empty] | 0 | 0
11 | 16 | 2 | [17 empty] | 0 | 0
11 | 16 | 3 | [17 empty] | 0 | 0
11 | 16 | 4 | [17 empty] | 0 | 0
11 | 16 | 5 | [17 empty] | 0 | 0
11 | 16 | 6 | [17 empty] | 0 | 0
11 | 16 | 7 | [17 empty] | 0 | 0
11 | 16 | 8 | [17 empty] | 0 | 0
11 | 16 | 9 | [17 empty] | 0 | 0
11 | 16 | 10 | [17 empty] | 0 | 0
11 | 16 | 11 | [17 empty] | 0 | 0
11 | 16 | 12 | [17 empty] | 0 | 0
11 | 16 | 13 | [17 empty] | 0 | 0
11 | 16 | 14 | [17 empty] | 0 | 0
11 | 16 | 15 | [17 empty] | 0 | 0
11 | 16 | 16 | [17 empty] | 0 | 0
11 | 16 | 17 | [17 empty] | 0 | 0
11 | 16 | 18 | [17 empty] | 0 | 0
11 | 16 | 19 | [17 empty] | 0 | 0
11 | 16 | 20 | [17 empty] | 0 | 0
11 | 16 | 21 | [17 empty] | 0 | 0
11 | 16 | 22 | [17 empty] | 0 | 0
11 | 16 | 23 | [17 empty] | 0 | 0
11 | 16 | 24 | [17 empty] | 0 | 0
11 | 17 | 1 | [17 empty] | 0 | 0
11 | 17 | 2 | [17 empty] | 0 | 0
11 | 17 | 3 | [17 empty] | 0 | 0
11 | 17 | 4 | [17 empty] | 0 | 0
11 | 17 | 5 | [17 empty] | 0 | 0
11 | 17 | 6 | [17 empty] | 0 | 0
11 | 17 | 7 | [17 empty] | 0 | 0
11 | 17 | 8 | [17 empty] | 0 | 0
11 | 17 | 9 | [17 empty] | 0 | 0
11 | 17 | 10 | [17 empty] | 0 | 0
11 | 17 | 11 | [17 empty] | 0 | 0
11 | 17 | 12 | [17 empty] | 0 | 0
11 | 17 | 13 | [17 empty] | 0 | 0
11 | 17 | 14 | [17 empty] | 0 | 0
11 | 17 | 15 | [17 empty] | 0 | 0
11 | 17 | 16 | [17 empty] | 0 | 0
11 | 17 | 17 | [17 empty] | 0 | 0
11 | 17 | 18 | [17 empty] | 0 | 0
11 | 17 | 19 | [17 empty] | 0 | 0
11 | 17 | 20 | [17 empty] | 0 | 0
11 | 17 | 21 | [17 empty] | 0 | 0
11 | 17 | 22 | [17 empty] | 0 | 0
11 | 17 | 23 | [17 empty] | 0 | 0
11 | 17 | 24 | [17 empty] | 0 | 0
11 | 18 | 1 | [17 empty] | 0 | 0
11 | 18 | 2 | [17 empty] | 0 | 0
11 | 18 | 3 | [17 empty] | 0 | 0
11 | 18 | 4 | [17 empty] | 0 | 0
11 | 18 | 5 | [17 empty] | 0 | 0
11 | 18 | 6 | [17 empty] | 0 | 0
11 | 18 | 7 | [17 empty] | 0 | 0
11 | 18 | 8 | [17 empty] | 0 | 0
11 | 18 | 9 | [17 empty] | 0 | 0
11 | 18 | 10 | [17 empty] | 0 | 0
11 | 18 | 11 | [17 empty] | 0 | 0
11 | 18 | 12 | [17 empty] | 0 | 0
11 | 18 | 13 | [17 empty] | 0 | 0
11 | 18 | 14 | [17 empty] | 0 | 0
11 | 18 | 15 | [17 empty] | 0 | 0
11 | 18 | 16 | [17 empty] | 0 | 0
11 | 18 | 17 | [17 empty] | 0 | 0
11 | 18 | 18 | [17 empty] | 0 | 0
11 | 18 | 19 | [17 empty] | 0 | 0
11 | 18 | 20 | [17 empty] | 0 | 0
11 | 18 | 21 | [17 empty] | 0 | 0
11 | 18 | 22 | [17 empty] | 0 | 0
11 | 18 | 23 | [17 empty] | 0 | 0
11 | 18 | 24 | [17 empty] | 0 | 0
11 | 19 | 1 | [17 empty] | 0 | 0
11 | 19 | 2 | [17 empty] | 0 | 0
11 | 19 | 3 | [17 empty] | 0 | 0
11 | 19 | 4 | [17 empty] | 0 | 0
11 | 19 | 5 | [17 empty] | 0 | 0
11 | 19 | 6 | [17 empty] | 0 | 0
11 | 19 | 7 | [17 empty] | 0 | 0
11 | 19 | 8 | [17 empty] | 0 | 0
11 | 19 | 9 | [17 empty] | 0 | 0
11 | 19 | 10 | [17 empty] | 0 | 0
11 | 19 | 11 | [17 empty] | 0 | 0
11 | 19 | 12 | [17 empty] | 0 | 0
11 | 19 | 13 | [17 empty] | 0 | 0
11 | 19 | 14 | [17 empty] | 0 | 0
11 | 19 | 15 | [17 empty] | 0 | 0
11 | 19 | 16 | [17 empty] | 0 | 0
11 | 19 | 17 | [17 empty] | 0 | 0
11 | 19 | 18 | [17 empty] | 0 | 0
11 | 19 | 19 | [17 empty] | 0 | 0
11 | 19 | 20 | [17 empty] | 0 | 0
11 | 19 | 21 | [17 empty] | 0 | 0
11 | 19 | 22 | [17 empty] | 0 | 0
11 | 19 | 23 | [17 empty] | 0 | 0
11 | 19 | 24 | [17 empty] | 0 | 0
11 | 20 | 1 | [17 empty] | 0 | 0
11 | 20 | 2 | [17 empty] | 0 | 0
11 | 20 | 3 | [17 empty] | 0 | 0
11 | 20 | 4 | [17 empty] | 0 | 0
11 | 20 | 5 | [17 empty] | 0 | 0
11 | 20 | 6 | [17 empty] | 0 | 0
11 | 20 | 7 | [17 empty] | 0 | 0
11 | 20 | 8 | [17 empty] | 0 | 0
11 | 20 | 9 | [17 empty] | 0 | 0
11 | 20 | 10 | [17 empty] | 0 | 0
11 | 20 | 11 | [17 empty] | 0 | 0
11 | 20 | 12 | [17 empty] | 0 | 0
11 | 20 | 13 | [17 empty] | 0 | 0
11 | 20 | 14 | [17 empty] | 0 | 0
11 | 20 | 15 | [17 empty] | 0 | 0
11 | 20 | 16 | [17 empty] | 0 | 0
11 | 20 | 17 | [17 empty] | 0 | 0
11 | 20 | 18 | [17 empty] | 0 | 0
11 | 20 | 19 | [17 empty] | 0 | 0
11 | 20 | 20 | [17 empty] | 0 | 0
11 | 20 | 21 | [17 empty] | 0 | 0
11 | 20 | 22 | [17 empty] | 0 | 0
11 | 20 | 23 | [17 empty] | 0 | 0
11 | 20 | 24 | [17 empty] | 0 | 0
11 | 21 | 1 | [17 empty] | 0 | 0
11 | 21 | 2 | [17 empty] | 0 | 0
11 | 21 | 3 | [17 empty] | 0 | 0
11 | 21 | 4 | [17 empty] | 0 | 0
11 | 21 | 5 | [17 empty] | 0 | 0
11 | 21 | 6 | [17 empty] | 0 | 0
11 | 21 | 7 | [17 empty] | 0 | 0
11 | 21 | 8 | [17 empty] | 0 | 0
11 | 21 | 9 | [17 empty] | 0 | 0
11 | 21 | 10 | [17 empty] | 0 | 0
11 | 21 | 11 | [17 empty] | 0 | 0
11 | 21 | 12 | [17 empty] | 0 | 0
11 | 21 | 13 | [17 empty] | 0 | 0
11 | 21 | 14 | [17 empty] | 0 | 0
11 | 21 | 15 | [17 empty] | 0 | 0
11 | 21 | 16 | [17 empty] | 0 | 0
11 | 21 | 17 | [17 empty] | 0 | 0
11 | 21 | 18 | [17 empty] | 0 | 0
11 | 21 | 19 | [17 empty] | 0 | 0
11 | 21 | 20 | [17 empty] | 0 | 0
11 | 21 | 21 | [17 empty] | 0 | 0
11 | 21 | 22 | [17 empty] | 0 | 0
11 | 21 | 23 | [17 empty] | 0 | 0
11 | 21 | 24 | [17 empty] | 0 | 0
11 | 22 | 1 | [17 empty] | 0 | 0
11 | 22 | 2 | [17 empty] | 0 | 0
11 | 22 | 3 | [17 empty] | 0 | 0
11 | 22 | 4 | [17 empty] | 0 | 0
11 | 22 | 5 | [17 empty] | 0 | 0
11 | 22 | 6 | [17 empty] | 0 | 0
11 | 22 | 7 | [17 empty] | 0 | 0
11 | 22 | 8 | [17 empty] | 0 | 0
11 | 22 | 9 | [17 empty] | 0 | 0
11 | 22 | 10 | [17 empty] | 0 | 0
11 | 22 | 11 | [17 empty] | 0 | 0
11 | 22 | 12 | [17 empty] | 0 | 0
11 | 22 | 13 | [17 empty] | 0 | 0
11 | 22 | 14 | [17 empty] | 0 | 0
11 | 22 | 15 | [17 empty] | 0 | 0
11 | 22 | 16 | [17 empty] | 0 | 0
11 | 22 | 17 | [17 empty] | 0 | 0
11 | 22 | 18 | [17 empty] | 0 | 0
11 | 22 | 19 | [17 empty] | 0 | 0
11 | 22 | 20 | [17 empty] | 0 | 0
11 | 22 | 21 | [17 empty] | 0 | 0
11 | 22 | 22 | [17 empty] | 0 | 0
11 | 22 | 23 | [17 empty] | 0 | 0
11 | 22 | 24 | [17 empty] | 0 | 0
11 | 23 | 1 | [17 empty] | 0 | 0
11 | 23 | 2 | [17 empty] | 0 | 0
11 | 23 | 3 | [17 empty] | 0 | 0
11 | 23 | 4 | [17 empty] | 0 | 0
11 | 23 | 5 | [17 empty] | 0 | 0
11 | 23 | 6 | [17 empty] | 0 | 0
11 | 23 | 7 | [17 empty] | 0 | 0
11 | 23 | 8 | [17 empty] | 0 | 0
11 | 23 | 9 | [17 empty] | 0 | 0
11 | 23 | 10 | [17 empty] | 0 | 0
11 | 23 | 11 | [17 empty] | 0 | 0
11 | 23 | 12 | [17 empty] | 0 | 0
11 | 23 | 13 | [17 empty] | 0 | 0
11 | 23 | 14 | [17 empty] | 0 | 0
11 | 23 | 15 | [17 empty] | 0 | 0
11 | 23 | 16 | [17 empty] | 0 | 0
11 | 23 | 17 | [17 empty] | 0 | 0
11 | 23 | 18 | [17 empty] | 0 | 0
11 | 23 | 19 | [17 empty] | 0 | 0
11 | 23 | 20 | [17 empty] | 0 | 0
11 | 23 | 21 | [17 empty] | 0 | 0
11 | 23 | 22 | [17 empty] | 0 | 0
11 | 23 | 23 | [17 empty] | 0 | 0
11 | 23 | 24 | [17 empty] | 0 | 0
11 | 24 | 1 | [17 empty] | 0 | 0
11 | 24 | 2 | [17 empty] | 0 | 0
11 | 24 | 3 | [17 empty] | 0 | 0
11 | 24 | 4 | [17 empty] | 0 | 0
11 | 24 | 5 | [17 empty] | 0 | 0
11 | 24 | 6 | [17 empty] | 0 | 0
11 | 24 | 7 | [17 empty] | 0 | 0
11 | 24 | 8 | [17 empty] | 0 | 0
11 | 24 | 9 | [17 empty] | 0 | 0
11 | 24 | 10 | [17 empty] | 0 | 0
11 | 24 | 11 | [17 empty] | 0 | 0
11 | 24 | 12 | [17 empty] | 0 | 0
11 | 24 | 13 | [17 empty] | 0 | 0
11 | 24 | 14 | [17 empty] | 0 | 0
11 | 24 | 15 | [17 empty] | 0 | 0
11 | 24 | 16 | [17 empty] | 0 | 0
11 | 24 | 17 | [17 empty] | 0 | 0
11 | 24 | 18 | [17 empty] | 0 | 0
11 | 24 | 19 | [17 empty] | 0 | 0
11 | 24 | 20 | [17 empty] | 0 | 0
11 | 24 | 21 | [17 empty] | 0 | 0
11 | 24 | 22 | [17 empty] | 0 | 0
11 | 24 | 23 | [17 empty] | 0 | 0
11 | 24 | 24 | [17 empty] | 0 | 0
11 | 25 | 1 | [17 empty] | 0 | 0
11 | 25 | 2 | [17 empty] | 0 | 0
11 | 25 | 3 | [17 empty] | 0 | 0
11 | 25 | 4 | [17 empty] | 0 | 0
11 | 25 | 5 | [17 empty] | 0 | 0
11 | 25 | 6 | [17 empty] | 0 | 0
11 | 25 | 7 | [17 empty] | 0 | 0
11 | 25 | 8 | [17 empty] | 0 | 0
11 | 25 | 9 | [17 empty] | 0 | 0
11 | 25 | 10 | [17 empty] | 0 | 0
11 | 25 | 11 | [17 empty] | 0 | 0
11 | 25 | 12 | [17 empty] | 0 | 0
11 | 25 | 13 | [17 empty] | 0 | 0
11 | 25 | 14 | [17 empty] | 0 | 0
11 | 25 | 15 | [17 empty] | 0 | 0
11 | 25 | 16 | [17 empty] | 0 | 0
11 | 25 | 17 | [17 empty] | 0 | 0
11 | 25 | 18 | [17 empty] | 0 | 0
11 | 25 | 19 | [17 empty] | 0 | 0
11 | 25 | 20 | [17 empty] | 0 | 0
11 | 25 | 21 | [17 empty] | 0 | 0
11 | 25 | 22 | [17 empty] | 0 | 0
11 | 25 | 23 | [17 empty] | 0 | 0
11 | 25 | 24 | [17 empty] | 0 | 0
11 | 26 | 1 | [17 empty] | 0 | 0
11 | 26 | 2 | [17 empty] | 0 | 0
11 | 26 | 3 | [17 empty] | 0 | 0
11 | 26 | 4 | [17 empty] | 0 | 0
11 | 26 | 5 | [17 empty] | 0 | 0
11 | 26 | 6 | [17 empty] | 0 | 0
11 | 26 | 7 | [17 empty] | 0 | 0
11 | 26 | 8 | [17 empty] | 0 | 0
11 | 26 | 9 | [17 empty] | 0 | 0
11 | 26 | 10 | [17 empty] | 0 | 0
11 | 26 | 11 | [17 empty] | 0 | 0
11 | 26 | 12 | [17 empty] | 0 | 0
11 | 26 | 13 | [17 empty] | 0 | 0
11 | 26 | 14 | [17 empty] | 0 | 0
11 | 26 | 15 | [17 empty] | 0 | 0
11 | 26 | 16 | [17 empty] | 0 | 0
11 | 26 | 17 | [17 empty] | 0 | 0
11 | 26 | 18 | [17 empty] | 0 | 0
11 | 26 | 19 | [17 empty] | 0 | 0
11 | 26 | 20 | [17 empty] | 0 | 0
11 | 26 | 21 | [17 empty] | 0 | 0
11 | 26 | 22 | [17 empty] | 0 | 0
11 | 26 | 23 | [17 empty] | 0 | 0
11 | 26 | 24 | [17 empty] | 0 | 0
11 | 27 | 1 | [17 empty] | 0 | 0
11 | 27 | 2 | [17 empty] | 0 | 0
11 | 27 | 3 | [17 empty] | 0 | 0
11 | 27 | 4 | [17 empty] | 0 | 0
11 | 27 | 5 | [17 empty] | 0 | 0
11 | 27 | 6 | [17 empty] | 0 | 0
11 | 27 | 7 | [17 empty] | 0 | 0
11 | 27 | 8 | [17 empty] | 0 | 0
11 | 27 | 9 | [17 empty] | 0 | 0
11 | 27 | 10 | [17 empty] | 0 | 0
11 | 27 | 11 | [17 empty] | 0 | 0
11 | 27 | 12 | [17 empty] | 0 | 0
11 | 27 | 13 | [17 empty] | 0 | 0
11 | 27 | 14 | [17 empty] | 0 | 0
11 | 27 | 15 | [17 empty] | 0 | 0
11 | 27 | 16 | [17 empty] | 0 | 0
11 | 27 | 17 | [17 empty] | 0 | 0
11 | 27 | 18 | [17 empty] | 0 | 0
11 | 27 | 19 | [17 empty] | 0 | 0
11 | 27 | 20 | [17 empty] | 0 | 0
11 | 27 | 21 | [17 empty] | 0 | 0
11 | 27 | 22 | [17 empty] | 0 | 0
11 | 27 | 23 | [17 empty] | 0 | 0
11 | 27 | 24 | [17 empty] | 0 | 0
11 | 28 | 1 | [17 empty] | 0 | 0
11 | 28 | 2 | [17 empty] | 0 | 0
11 | 28 | 3 | [17 empty] | 0 | 0
11 | 28 | 4 | [17 empty] | 0 | 0
11 | 28 | 5 | [17 empty] | 0 | 0
11 | 28 | 6 | [17 empty] | 0 | 0
11 | 28 | 7 | [17 empty] | 0 | 0
11 | 28 | 8 | [17 empty] | 0 | 0
11 | 28 | 9 | [17 empty] | 0 | 0
11 | 28 | 10 | [17 empty] | 0 | 0
11 | 28 | 11 | [17 empty] | 0 | 0
11 | 28 | 12 | [17 empty] | 0 | 0
11 | 28 | 13 | [17 empty] | 0 | 0
11 | 28 | 14 | [17 empty] | 0 | 0
11 | 28 | 15 | [17 empty] | 0 | 0
11 | 28 | 16 | [17 empty] | 0 | 0
11 | 28 | 17 | [17 empty] | 0 | 0
11 | 28 | 18 | [17 empty] | 0 | 0
11 | 28 | 19 | [17 empty] | 0 | 0
11 | 28 | 20 | [17 empty] | 0 | 0
11 | 28 | 21 | [17 empty] | 0 | 0
11 | 28 | 22 | [17 empty] | 0 | 0
11 | 28 | 23 | [17 empty] | 0 | 0
11 | 28 | 24 | [17 empty] | 0 | 0
11 | 29 | 1 | [17 empty] | 0 | 0
11 | 29 | 2 | [17 empty] | 0 | 0
11 | 29 | 3 | [17 empty] | 0 | 0
11 | 29 | 4 | [17 empty] | 0 | 0
11 | 29 | 5 | [17 empty] | 0 | 0
11 | 29 | 6 | [17 empty] | 0 | 0
11 | 29 | 7 | [17 empty] | 0 | 0
11 | 29 | 8 | [17 empty] | 0 | 0
11 | 29 | 9 | [17 empty] | 0 | 0
11 | 29 | 10 | [17 empty] | 0 | 0
11 | 29 | 11 | [17 empty] | 0 | 0
11 | 29 | 12 | [17 empty] | 0 | 0
11 | 29 | 13 | [17 empty] | 0 | 0
11 | 29 | 14 | [17 empty] | 0 | 0
11 | 29 | 15 | [17 empty] | 0 | 0
11 | 29 | 16 | [17 empty] | 0 | 0
11 | 29 | 17 | [17 empty] | 0 | 0
11 | 29 | 18 | [17 empty] | 0 | 0
11 | 29 | 19 | [17 empty] | 0 | 0
11 | 29 | 20 | [17 empty] | 0 | 0
11 | 29 | 21 | [17 empty] | 0 | 0
11 | 29 | 22 | [17 empty] | 0 | 0
11 | 29 | 23 | [17 empty] | 0 | 0
11 | 29 | 24 | [17 empty] | 0 | 0
11 | 30 | 1 | [17 empty] | 0 | 0
11 | 30 | 2 | [17 empty] | 0 | 0
11 | 30 | 3 | [17 empty] | 0 | 0
11 | 30 | 4 | [17 empty] | 0 | 0
11 | 30 | 5 | [17 empty] | 0 | 0
11 | 30 | 6 | [17 empty] | 0 | 0
11 | 30 | 7 | [17 empty] | 0 | 0
11 | 30 | 8 | [17 empty] | 0 | 0
11 | 30 | 9 | [17 empty] | 0 | 0
11 | 30 | 10 | [17 empty] | 0 | 0
11 | 30 | 11 | [17 empty] | 0 | 0
11 | 30 | 12 | [17 empty] | 0 | 0
11 | 30 | 13 | [17 empty] | 0 | 0
11 | 30 | 14 | [17 empty] | 0 | 0
11 | 30 | 15 | [17 empty] | 0 | 0
11 | 30 | 16 | [17 empty] | 0 | 0
11 | 30 | 17 | [17 empty] | 0 | 0
11 | 30 | 18 | [17 empty] | 0 | 0
11 | 30 | 19 | [17 empty] | 0 | 0
11 | 30 | 20 | [17 empty] | 0 | 0
11 | 30 | 21 | [17 empty] | 0 | 0
11 | 30 | 22 | [17 empty] | 0 | 0
11 | 30 | 23 | [17 empty] | 0 | 0
11 | 30 | 24 | [17 empty] | 0 | 0
12 | 1 | 1 | [17 empty] | 0 | 0
12 | 1 | 2 | [17 empty] | 0 | 0
12 | 1 | 3 | [17 empty] | 0 | 0
12 | 1 | 4 | [17 empty] | 0 | 0
12 | 1 | 5 | [17 empty] | 0 | 0
12 | 1 | 6 | [17 empty] | 0 | 0
12 | 1 | 7 | [17 empty] | 0 | 0
12 | 1 | 8 | [17 empty] | 0 | 0
12 | 1 | 9 | [17 empty] | 0 | 0
12 | 1 | 10 | [17 empty] | 0 | 0
12 | 1 | 11 | [17 empty] | 0 | 0
12 | 1 | 12 | [17 empty] | 0 | 0
12 | 1 | 13 | [17 empty] | 0 | 0
12 | 1 | 14 | [17 empty] | 0 | 0
12 | 1 | 15 | [17 empty] | 0 | 0
12 | 1 | 16 | [17 empty] | 0 | 0
12 | 1 | 17 | [17 empty] | 0 | 0
12 | 1 | 18 | [17 empty] | 0 | 0
12 | 1 | 19 | [17 empty] | 0 | 0
12 | 1 | 20 | [17 empty] | 0 | 0
12 | 1 | 21 | [17 empty] | 0 | 0
12 | 1 | 22 | [17 empty] | 0 | 0
12 | 1 | 23 | [17 empty] | 0 | 0
12 | 1 | 24 | [17 empty] | 0 | 0
12 | 2 | 1 | [17 empty] | 0 | 0
12 | 2 | 2 | [17 empty] | 0 | 0
12 | 2 | 3 | [17 empty] | 0 | 0
12 | 2 | 4 | [17 empty] | 0 | 0
12 | 2 | 5 | [17 empty] | 0 | 0
12 | 2 | 6 | [17 empty] | 0 | 0
12 | 2 | 7 | [17 empty] | 0 | 0
12 | 2 | 8 | [17 empty] | 0 | 0
12 | 2 | 9 | [17 empty] | 0 | 0
12 | 2 | 10 | [17 empty] | 0 | 0
12 | 2 | 11 | [17 empty] | 0 | 0
12 | 2 | 12 | [17 empty] | 0 | 0
12 | 2 | 13 | [17 empty] | 0 | 0
12 | 2 | 14 | [17 empty] | 0 | 0
12 | 2 | 15 | [17 empty] | 0 | 0
12 | 2 | 16 | [17 empty] | 0 | 0
12 | 2 | 17 | [17 empty] | 0 | 0
12 | 2 | 18 | [17 empty] | 0 | 0
12 | 2 | 19 | [17 empty] | 0 | 0
12 | 2 | 20 | [17 empty] | 0 | 0
12 | 2 | 21 | [17 empty] | 0 | 0
12 | 2 | 22 | [17 empty] | 0 | 0
12 | 2 | 23 | [17 empty] | 0 | 0
12 | 2 | 24 | [17 empty] | 0 | 0
12 | 3 | 1 | [17 empty] | 0 | 0
12 | 3 | 2 | [17 empty] | 0 | 0
12 | 3 | 3 | [17 empty] | 0 | 0
12 | 3 | 4 | [17 empty] | 0 | 0
12 | 3 | 5 | [17 empty] | 0 | 0
12 | 3 | 6 | [17 empty] | 0 | 0
12 | 3 | 7 | [17 empty] | 0 | 0
12 | 3 | 8 | [17 empty] | 0 | 0
12 | 3 | 9 | [17 empty] | 0 | 0
12 | 3 | 10 | [17 empty] | 0 | 0
12 | 3 | 11 | [17 empty] | 0 | 0
12 | 3 | 12 | [17 empty] | 0 | 0
12 | 3 | 13 | [17 empty] | 0 | 0
12 | 3 | 14 | [17 empty] | 0 | 0
12 | 3 | 15 | [17 empty] | 0 | 0
12 | 3 | 16 | [17 empty] | 0 | 0
12 | 3 | 17 | [17 empty] | 0 | 0
12 | 3 | 18 | [17 empty] | 0 | 0
12 | 3 | 19 | [17 empty] | 0 | 0
12 | 3 | 20 | [17 empty] | 0 | 0
12 | 3 | 21 | [17 empty] | 0 | 0
12 | 3 | 22 | [17 empty] | 0 | 0
12 | 3 | 23 | [17 empty] | 0 | 0
12 | 3 | 24 | [17 empty] | 0 | 0
12 | 4 | 1 | [17 empty] | 0 | 0
12 | 4 | 2 | [17 empty] | 0 | 0
12 | 4 | 3 | [17 empty] | 0 | 0
12 | 4 | 4 | [17 empty] | 0 | 0
12 | 4 | 5 | [17 empty] | 0 | 0
12 | 4 | 6 | [17 empty] | 0 | 0
12 | 4 | 7 | [17 empty] | 0 | 0
12 | 4 | 8 | [17 empty] | 0 | 0
12 | 4 | 9 | [17 empty] | 0 | 0
12 | 4 | 10 | [17 empty] | 0 | 0
12 | 4 | 11 | [17 empty] | 0 | 0
12 | 4 | 12 | [17 empty] | 0 | 0
12 | 4 | 13 | [17 empty] | 0 | 0
12 | 4 | 14 | [17 empty] | 0 | 0
12 | 4 | 15 | [17 empty] | 0 | 0
12 | 4 | 16 | [17 empty] | 0 | 0
12 | 4 | 17 | [17 empty] | 0 | 0
12 | 4 | 18 | [17 empty] | 0 | 0
12 | 4 | 19 | [17 empty] | 0 | 0
12 | 4 | 20 | [17 empty] | 0 | 0
12 | 4 | 21 | [17 empty] | 0 | 0
12 | 4 | 22 | [17 empty] | 0 | 0
12 | 4 | 23 | [17 empty] | 0 | 0
12 | 4 | 24 | [17 empty] | 0 | 0
12 | 5 | 1 | [17 empty] | 0 | 0
12 | 5 | 2 | [17 empty] | 0 | 0
12 | 5 | 3 | [17 empty] | 0 | 0
12 | 5 | 4 | [17 empty] | 0 | 0
12 | 5 | 5 | [17 empty] | 0 | 0
12 | 5 | 6 | [17 empty] | 0 | 0
12 | 5 | 7 | [17 empty] | 0 | 0
12 | 5 | 8 | [17 empty] | 0 | 0
12 | 5 | 9 | [17 empty] | 0 | 0
12 | 5 | 10 | [17 empty] | 0 | 0
12 | 5 | 11 | [17 empty] | 0 | 0
12 | 5 | 12 | [17 empty] | 0 | 0
12 | 5 | 13 | [17 empty] | 0 | 0
12 | 5 | 14 | [17 empty] | 0 | 0
12 | 5 | 15 | [17 empty] | 0 | 0
12 | 5 | 16 | [17 empty] | 0 | 0
12 | 5 | 17 | [17 empty] | 0 | 0
12 | 5 | 18 | [17 empty] | 0 | 0
12 | 5 | 19 | [17 empty] | 0 | 0
12 | 5 | 20 | [17 empty] | 0 | 0
12 | 5 | 21 | [17 empty] | 0 | 0
12 | 5 | 22 | [17 empty] | 0 | 0
12 | 5 | 23 | [17 empty] | 0 | 0
12 | 5 | 24 | [17 empty] | 0 | 0
12 | 6 | 1 | [17 empty] | 0 | 0
12 | 6 | 2 | [17 empty] | 0 | 0
12 | 6 | 3 | [17 empty] | 0 | 0
12 | 6 | 4 | [17 empty] | 0 | 0
12 | 6 | 5 | [17 empty] | 0 | 0
12 | 6 | 6 | [17 empty] | 0 | 0
12 | 6 | 7 | [17 empty] | 0 | 0
12 | 6 | 8 | [17 empty] | 0 | 0
12 | 6 | 9 | [17 empty] | 0 | 0
12 | 6 | 10 | [17 empty] | 0 | 0
12 | 6 | 11 | [17 empty] | 0 | 0
12 | 6 | 12 | [17 empty] | 0 | 0
12 | 6 | 13 | [17 empty] | 0 | 0
12 | 6 | 14 | [17 empty] | 0 | 0
12 | 6 | 15 | [17 empty] | 0 | 0
12 | 6 | 16 | [17 empty] | 0 | 0
12 | 6 | 17 | [17 empty] | 0 | 0
12 | 6 | 18 | [17 empty] | 0 | 0
12 | 6 | 19 | [17 empty] | 0 | 0
12 | 6 | 20 | [17 empty] | 0 | 0
12 | 6 | 21 | [17 empty] | 0 | 0
12 | 6 | 22 | [17 empty] | 0 | 0
12 | 6 | 23 | [17 empty] | 0 | 0
12 | 6 | 24 | [17 empty] | 0 | 0
12 | 7 | 1 | [17 empty] | 0 | 0
12 | 7 | 2 | [17 empty] | 0 | 0
12 | 7 | 3 | [17 empty] | 0 | 0
12 | 7 | 4 | [17 empty] | 0 | 0
12 | 7 | 5 | [17 empty] | 0 | 0
12 | 7 | 6 | [17 empty] | 0 | 0
12 | 7 | 7 | [17 empty] | 0 | 0
12 | 7 | 8 | [17 empty] | 0 | 0
12 | 7 | 9 | [17 empty] | 0 | 0
12 | 7 | 10 | [17 empty] | 0 | 0
12 | 7 | 11 | [17 empty] | 0 | 0
12 | 7 | 12 | [17 empty] | 0 | 0
12 | 7 | 13 | [17 empty] | 0 | 0
12 | 7 | 14 | [17 empty] | 0 | 0
12 | 7 | 15 | [17 empty] | 0 | 0
12 | 7 | 16 | [17 empty] | 0 | 0
12 | 7 | 17 | [17 empty] | 0 | 0
12 | 7 | 18 | [17 empty] | 0 | 0
12 | 7 | 19 | [17 empty] | 0 | 0
12 | 7 | 20 | [17 empty] | 0 | 0
12 | 7 | 21 | [17 empty] | 0 | 0
12 | 7 | 22 | [17 empty] | 0 | 0
12 | 7 | 23 | [17 empty] | 0 | 0
12 | 7 | 24 | [17 empty] | 0 | 0
12 | 8 | 1 | [17 empty] | 0 | 0
12 | 8 | 2 | [17 empty] | 0 | 0
12 | 8 | 3 | [17 empty] | 0 | 0
12 | 8 | 4 | [17 empty] | 0 | 0
12 | 8 | 5 | [17 empty] | 0 | 0
12 | 8 | 6 | [17 empty] | 0 | 0
12 | 8 | 7 | [17 empty] | 0 | 0
12 | 8 | 8 | [17 empty] | 0 | 0
12 | 8 | 9 | [17 empty] | 0 | 0
12 | 8 | 10 | [17 empty] | 0 | 0
12 | 8 | 11 | [17 empty] | 0 | 0
12 | 8 | 12 | [17 empty] | 0 | 0
12 | 8 | 13 | [17 empty] | 0 | 0
12 | 8 | 14 | [17 empty] | 0 | 0
12 | 8 | 15 | [17 empty] | 0 | 0
12 | 8 | 16 | [17 empty] | 0 | 0
12 | 8 | 17 | [17 empty] | 0 | 0
12 | 8 | 18 | [17 empty] | 0 | 0
12 | 8 | 19 | [17 empty] | 0 | 0
12 | 8 | 20 | [17 empty] | 0 | 0
12 | 8 | 21 | [17 empty] | 0 | 0
12 | 8 | 22 | [17 empty] | 0 | 0
12 | 8 | 23 | [17 empty] | 0 | 0
12 | 8 | 24 | [17 empty] | 0 | 0
12 | 9 | 1 | [17 empty] | 0 | 0
12 | 9 | 2 | [17 empty] | 0 | 0
12 | 9 | 3 | [17 empty] | 0 | 0
12 | 9 | 4 | [17 empty] | 0 | 0
12 | 9 | 5 | [17 empty] | 0 | 0
12 | 9 | 6 | [17 empty] | 0 | 0
12 | 9 | 7 | [17 empty] | 0 | 0
12 | 9 | 8 | [17 empty] | 0 | 0
12 | 9 | 9 | [17 empty] | 0 | 0
12 | 9 | 10 | [17 empty] | 0 | 0
12 | 9 | 11 | [17 empty] | 0 | 0
12 | 9 | 12 | [17 empty] | 0 | 0
12 | 9 | 13 | [17 empty] | 0 | 0
12 | 9 | 14 | [17 empty] | 0 | 0
12 | 9 | 15 | [17 empty] | 0 | 0
12 | 9 | 16 | [17 empty] | 0 | 0
12 | 9 | 17 | [17 empty] | 0 | 0
12 | 9 | 18 | [17 empty] | 0 | 0
12 | 9 | 19 | [17 empty] | 0 | 0
12 | 9 | 20 | [17 empty] | 0 | 0
12 | 9 | 21 | [17 empty] | 0 | 0
12 | 9 | 22 | [17 empty] | 0 | 0
12 | 9 | 23 | [17 empty] | 0 | 0
12 | 9 | 24 | [17 empty] | 0 | 0
12 | 10 | 1 | [17 empty] | 0 | 0
12 | 10 | 2 | [17 empty] | 0 | 0
12 | 10 | 3 | [17 empty] | 0 | 0
12 | 10 | 4 | [17 empty] | 0 | 0
12 | 10 | 5 | [17 empty] | 0 | 0
12 | 10 | 6 | [17 empty] | 0 | 0
12 | 10 | 7 | [17 empty] | 0 | 0
12 | 10 | 8 | [17 empty] | 0 | 0
12 | 10 | 9 | [17 empty] | 0 | 0
12 | 10 | 10 | [17 empty] | 0 | 0
12 | 10 | 11 | [17 empty] | 0 | 0
12 | 10 | 12 | [17 empty] | 0 | 0
12 | 10 | 13 | [17 empty] | 0 | 0
12 | 10 | 14 | [17 empty] | 0 | 0
12 | 10 | 15 | [17 empty] | 0 | 0
12 | 10 | 16 | [17 empty] | 0 | 0
12 | 10 | 17 | [17 empty] | 0 | 0
12 | 10 | 18 | [17 empty] | 0 | 0
12 | 10 | 19 | [17 empty] | 0 | 0
12 | 10 | 20 | [17 empty] | 0 | 0
12 | 10 | 21 | [17 empty] | 0 | 0
12 | 10 | 22 | [17 empty] | 0 | 0
12 | 10 | 23 | [17 empty] | 0 | 0
12 | 10 | 24 | [17 empty] | 0 | 0
12 | 11 | 1 | [17 empty] | 0 | 0
12 | 11 | 2 | [17 empty] | 0 | 0
12 | 11 | 3 | [17 empty] | 0 | 0
12 | 11 | 4 | [17 empty] | 0 | 0
12 | 11 | 5 | [17 empty] | 0 | 0
12 | 11 | 6 | [17 empty] | 0 | 0
12 | 11 | 7 | [17 empty] | 0 | 0
12 | 11 | 8 | [17 empty] | 0 | 0
12 | 11 | 9 | [17 empty] | 0 | 0
12 | 11 | 10 | [17 empty] | 0 | 0
12 | 11 | 11 | [17 empty] | 0 | 0
12 | 11 | 12 | [17 empty] | 0 | 0
12 | 11 | 13 | [17 empty] | 0 | 0
12 | 11 | 14 | [17 empty] | 0 | 0
12 | 11 | 15 | [17 empty] | 0 | 0
12 | 11 | 16 | [17 empty] | 0 | 0
12 | 11 | 17 | [17 empty] | 0 | 0
12 | 11 | 18 | [17 empty] | 0 | 0
12 | 11 | 19 | [17 empty] | 0 | 0
12 | 11 | 20 | [17 empty] | 0 | 0
12 | 11 | 21 | [17 empty] | 0 | 0
12 | 11 | 22 | [17 empty] | 0 | 0
12 | 11 | 23 | [17 empty] | 0 | 0
12 | 11 | 24 | [17 empty] | 0 | 0
12 | 12 | 1 | [17 empty] | 0 | 0
12 | 12 | 2 | [17 empty] | 0 | 0
12 | 12 | 3 | [17 empty] | 0 | 0
12 | 12 | 4 | [17 empty] | 0 | 0
12 | 12 | 5 | [17 empty] | 0 | 0
12 | 12 | 6 | [17 empty] | 0 | 0
12 | 12 | 7 | [17 empty] | 0 | 0
12 | 12 | 8 | [17 empty] | 0 | 0
12 | 12 | 9 | [17 empty] | 0 | 0
12 | 12 | 10 | [17 empty] | 0 | 0
12 | 12 | 11 | [17 empty] | 0 | 0
12 | 12 | 12 | [17 empty] | 0 | 0
12 | 12 | 13 | [17 empty] | 0 | 0
12 | 12 | 14 | [17 empty] | 0 | 0
12 | 12 | 15 | [17 empty] | 0 | 0
12 | 12 | 16 | [17 empty] | 0 | 0
12 | 12 | 17 | [17 empty] | 0 | 0
12 | 12 | 18 | [17 empty] | 0 | 0
12 | 12 | 19 | [17 empty] | 0 | 0
12 | 12 | 20 | [17 empty] | 0 | 0
12 | 12 | 21 | [17 empty] | 0 | 0
12 | 12 | 22 | [17 empty] | 0 | 0
12 | 12 | 23 | [17 empty] | 0 | 0
12 | 12 | 24 | [17 empty] | 0 | 0
12 | 13 | 1 | [17 empty] | 0 | 0
12 | 13 | 2 | [17 empty] | 0 | 0
12 | 13 | 3 | [17 empty] | 0 | 0
12 | 13 | 4 | [17 empty] | 0 | 0
12 | 13 | 5 | [17 empty] | 0 | 0
12 | 13 | 6 | [17 empty] | 0 | 0
12 | 13 | 7 | [17 empty] | 0 | 0
12 | 13 | 8 | [17 empty] | 0 | 0
12 | 13 | 9 | [17 empty] | 0 | 0
12 | 13 | 10 | [17 empty] | 0 | 0
12 | 13 | 11 | [17 empty] | 0 | 0
12 | 13 | 12 | [17 empty] | 0 | 0
12 | 13 | 13 | [17 empty] | 0 | 0
12 | 13 | 14 | [17 empty] | 0 | 0
12 | 13 | 15 | [17 empty] | 0 | 0
12 | 13 | 16 | [17 empty] | 0 | 0
12 | 13 | 17 | [17 empty] | 0 | 0
12 | 13 | 18 | [17 empty] | 0 | 0
12 | 13 | 19 | [17 empty] | 0 | 0
12 | 13 | 20 | [17 empty] | 0 | 0
12 | 13 | 21 | [17 empty] | 0 | 0
12 | 13 | 22 | [17 empty] | 0 | 0
12 | 13 | 23 | [17 empty] | 0 | 0
12 | 13 | 24 | [17 empty] | 0 | 0
12 | 14 | 1 | [17 empty] | 0 | 0
12 | 14 | 2 | [17 empty] | 0 | 0
12 | 14 | 3 | [17 empty] | 0 | 0
12 | 14 | 4 | [17 empty] | 0 | 0
12 | 14 | 5 | [17 empty] | 0 | 0
12 | 14 | 6 | [17 empty] | 0 | 0
12 | 14 | 7 | [17 empty] | 0 | 0
12 | 14 | 8 | [17 empty] | 0 | 0
12 | 14 | 9 | [17 empty] | 0 | 0
12 | 14 | 10 | [17 empty] | 0 | 0
12 | 14 | 11 | [17 empty] | 0 | 0
12 | 14 | 12 | [17 empty] | 0 | 0
12 | 14 | 13 | [17 empty] | 0 | 0
12 | 14 | 14 | [17 empty] | 0 | 0
12 | 14 | 15 | [17 empty] | 0 | 0
12 | 14 | 16 | [17 empty] | 0 | 0
12 | 14 | 17 | [17 empty] | 0 | 0
12 | 14 | 18 | [17 empty] | 0 | 0
12 | 14 | 19 | [17 empty] | 0 | 0
12 | 14 | 20 | [17 empty] | 0 | 0
12 | 14 | 21 | [17 empty] | 0 | 0
12 | 14 | 22 | [17 empty] | 0 | 0
12 | 14 | 23 | [17 empty] | 0 | 0
12 | 14 | 24 | [17 empty] | 0 | 0
12 | 15 | 1 | [17 empty] | 0 | 0
12 | 15 | 2 | [17 empty] | 0 | 0
12 | 15 | 3 | [17 empty] | 0 | 0
12 | 15 | 4 | [17 empty] | 0 | 0
12 | 15 | 5 | [17 empty] | 0 | 0
12 | 15 | 6 | [17 empty] | 0 | 0
12 | 15 | 7 | [17 empty] | 0 | 0
12 | 15 | 8 | [17 empty] | 0 | 0
12 | 15 | 9 | [17 empty] | 0 | 0
12 | 15 | 10 | [17 empty] | 0 | 0
12 | 15 | 11 | [17 empty] | 0 | 0
12 | 15 | 12 | [17 empty] | 0 | 0
12 | 15 | 13 | [17 empty] | 0 | 0
12 | 15 | 14 | [17 empty] | 0 | 0
12 | 15 | 15 | [17 empty] | 0 | 0
12 | 15 | 16 | [17 empty] | 0 | 0
12 | 15 | 17 | [17 empty] | 0 | 0
12 | 15 | 18 | [17 empty] | 0 | 0
12 | 15 | 19 | [17 empty] | 0 | 0
12 | 15 | 20 | [17 empty] | 0 | 0
12 | 15 | 21 | [17 empty] | 0 | 0
12 | 15 | 22 | [17 empty] | 0 | 0
12 | 15 | 23 | [17 empty] | 0 | 0
12 | 15 | 24 | [17 empty] | 0 | 0
12 | 16 | 1 | [17 empty] | 0 | 0
12 | 16 | 2 | [17 empty] | 0 | 0
12 | 16 | 3 | [17 empty] | 0 | 0
12 | 16 | 4 | [17 empty] | 0 | 0
12 | 16 | 5 | [17 empty] | 0 | 0
12 | 16 | 6 | [17 empty] | 0 | 0
12 | 16 | 7 | [17 empty] | 0 | 0
12 | 16 | 8 | [17 empty] | 0 | 0
12 | 16 | 9 | [17 empty] | 0 | 0
12 | 16 | 10 | [17 empty] | 0 | 0
12 | 16 | 11 | [17 empty] | 0 | 0
12 | 16 | 12 | [17 empty] | 0 | 0
12 | 16 | 13 | [17 empty] | 0 | 0
12 | 16 | 14 | [17 empty] | 0 | 0
12 | 16 | 15 | [17 empty] | 0 | 0
12 | 16 | 16 | [17 empty] | 0 | 0
12 | 16 | 17 | [17 empty] | 0 | 0
12 | 16 | 18 | [17 empty] | 0 | 0
12 | 16 | 19 | [17 empty] | 0 | 0
12 | 16 | 20 | [17 empty] | 0 | 0
12 | 16 | 21 | [17 empty] | 0 | 0
12 | 16 | 22 | [17 empty] | 0 | 0
12 | 16 | 23 | [17 empty] | 0 | 0
12 | 16 | 24 | [17 empty] | 0 | 0
12 | 17 | 1 | [17 empty] | 0 | 0
12 | 17 | 2 | [17 empty] | 0 | 0
12 | 17 | 3 | [17 empty] | 0 | 0
12 | 17 | 4 | [17 empty] | 0 | 0
12 | 17 | 5 | [17 empty] | 0 | 0
12 | 17 | 6 | [17 empty] | 0 | 0
12 | 17 | 7 | [17 empty] | 0 | 0
12 | 17 | 8 | [17 empty] | 0 | 0
12 | 17 | 9 | [17 empty] | 0 | 0
12 | 17 | 10 | [17 empty] | 0 | 0
12 | 17 | 11 | [17 empty] | 0 | 0
12 | 17 | 12 | [17 empty] | 0 | 0
12 | 17 | 13 | [17 empty] | 0 | 0
12 | 17 | 14 | [17 empty] | 0 | 0
12 | 17 | 15 | [17 empty] | 0 | 0
12 | 17 | 16 | [17 empty] | 0 | 0
12 | 17 | 17 | [17 empty] | 0 | 0
12 | 17 | 18 | [17 empty] | 0 | 0
12 | 17 | 19 | [17 empty] | 0 | 0
12 | 17 | 20 | [17 empty] | 0 | 0
12 | 17 | 21 | [17 empty] | 0 | 0
12 | 17 | 22 | [17 empty] | 0 | 0
12 | 17 | 23 | [17 empty] | 0 | 0
12 | 17 | 24 | [17 empty] | 0 | 0
12 | 18 | 1 | [17 empty] | 0 | 0
12 | 18 | 2 | [17 empty] | 0 | 0
12 | 18 | 3 | [17 empty] | 0 | 0
12 | 18 | 4 | [17 empty] | 0 | 0
12 | 18 | 5 | [17 empty] | 0 | 0
12 | 18 | 6 | [17 empty] | 0 | 0
12 | 18 | 7 | [17 empty] | 0 | 0
12 | 18 | 8 | [17 empty] | 0 | 0
12 | 18 | 9 | [17 empty] | 0 | 0
12 | 18 | 10 | [17 empty] | 0 | 0
12 | 18 | 11 | [17 empty] | 0 | 0
12 | 18 | 12 | [17 empty] | 0 | 0
12 | 18 | 13 | [17 empty] | 0 | 0
12 | 18 | 14 | [17 empty] | 0 | 0
12 | 18 | 15 | [17 empty] | 0 | 0
12 | 18 | 16 | [17 empty] | 0 | 0
12 | 18 | 17 | [17 empty] | 0 | 0
12 | 18 | 18 | [17 empty] | 0 | 0
12 | 18 | 19 | [17 empty] | 0 | 0
12 | 18 | 20 | [17 empty] | 0 | 0
12 | 18 | 21 | [17 empty] | 0 | 0
12 | 18 | 22 | [17 empty] | 0 | 0
12 | 18 | 23 | [17 empty] | 0 | 0
12 | 18 | 24 | [17 empty] | 0 | 0
12 | 19 | 1 | [17 empty] | 0 | 0
12 | 19 | 2 | [17 empty] | 0 | 0
12 | 19 | 3 | [17 empty] | 0 | 0
12 | 19 | 4 | [17 empty] | 0 | 0
12 | 19 | 5 | [17 empty] | 0 | 0
12 | 19 | 6 | [17 empty] | 0 | 0
12 | 19 | 7 | [17 empty] | 0 | 0
12 | 19 | 8 | [17 empty] | 0 | 0
12 | 19 | 9 | [17 empty] | 0 | 0
12 | 19 | 10 | [17 empty] | 0 | 0
12 | 19 | 11 | [17 empty] | 0 | 0
12 | 19 | 12 | [17 empty] | 0 | 0
12 | 19 | 13 | [17 empty] | 0 | 0
12 | 19 | 14 | [17 empty] | 0 | 0
12 | 19 | 15 | [17 empty] | 0 | 0
12 | 19 | 16 | [17 empty] | 0 | 0
12 | 19 | 17 | [17 empty] | 0 | 0
12 | 19 | 18 | [17 empty] | 0 | 0
12 | 19 | 19 | [17 empty] | 0 | 0
12 | 19 | 20 | [17 empty] | 0 | 0
12 | 19 | 21 | [17 empty] | 0 | 0
12 | 19 | 22 | [17 empty] | 0 | 0
12 | 19 | 23 | [17 empty] | 0 | 0
12 | 19 | 24 | [17 empty] | 0 | 0
12 | 20 | 1 | [17 empty] | 0 | 0
12 | 20 | 2 | [17 empty] | 0 | 0
12 | 20 | 3 | [17 empty] | 0 | 0
12 | 20 | 4 | [17 empty] | 0 | 0
12 | 20 | 5 | [17 empty] | 0 | 0
12 | 20 | 6 | [17 empty] | 0 | 0
12 | 20 | 7 | [17 empty] | 0 | 0
12 | 20 | 8 | [17 empty] | 0 | 0
12 | 20 | 9 | [17 empty] | 0 | 0
12 | 20 | 10 | [17 empty] | 0 | 0
12 | 20 | 11 | [17 empty] | 0 | 0
12 | 20 | 12 | [17 empty] | 0 | 0
12 | 20 | 13 | [17 empty] | 0 | 0
12 | 20 | 14 | [17 empty] | 0 | 0
12 | 20 | 15 | [17 empty] | 0 | 0
12 | 20 | 16 | [17 empty] | 0 | 0
12 | 20 | 17 | [17 empty] | 0 | 0
12 | 20 | 18 | [17 empty] | 0 | 0
12 | 20 | 19 | [17 empty] | 0 | 0
12 | 20 | 20 | [17 empty] | 0 | 0
12 | 20 | 21 | [17 empty] | 0 | 0
12 | 20 | 22 | [17 empty] | 0 | 0
12 | 20 | 23 | [17 empty] | 0 | 0
12 | 20 | 24 | [17 empty] | 0 | 0
12 | 21 | 1 | [17 empty] | 0 | 0
12 | 21 | 2 | [17 empty] | 0 | 0
12 | 21 | 3 | [17 empty] | 0 | 0
12 | 21 | 4 | [17 empty] | 0 | 0
12 | 21 | 5 | [17 empty] | 0 | 0
12 | 21 | 6 | [17 empty] | 0 | 0
12 | 21 | 7 | [17 empty] | 0 | 0
12 | 21 | 8 | [17 empty] | 0 | 0
12 | 21 | 9 | [17 empty] | 0 | 0
12 | 21 | 10 | [17 empty] | 0 | 0
12 | 21 | 11 | [17 empty] | 0 | 0
12 | 21 | 12 | [17 empty] | 0 | 0
12 | 21 | 13 | [17 empty] | 0 | 0
12 | 21 | 14 | [17 empty] | 0 | 0
12 | 21 | 15 | [17 empty] | 0 | 0
12 | 21 | 16 | [17 empty] | 0 | 0
12 | 21 | 17 | [17 empty] | 0 | 0
12 | 21 | 18 | [17 empty] | 0 | 0
12 | 21 | 19 | [17 empty] | 0 | 0
12 | 21 | 20 | [17 empty] | 0 | 0
12 | 21 | 21 | [17 empty] | 0 | 0
12 | 21 | 22 | [17 empty] | 0 | 0
12 | 21 | 23 | [17 empty] | 0 | 0
12 | 21 | 24 | [17 empty] | 0 | 0
12 | 22 | 1 | [17 empty] | 0 | 0
12 | 22 | 2 | [17 empty] | 0 | 0
12 | 22 | 3 | [17 empty] | 0 | 0
12 | 22 | 4 | [17 empty] | 0 | 0
12 | 22 | 5 | [17 empty] | 0 | 0
12 | 22 | 6 | [17 empty] | 0 | 0
12 | 22 | 7 | [17 empty] | 0 | 0
12 | 22 | 8 | [17 empty] | 0 | 0
12 | 22 | 9 | [17 empty] | 0 | 0
12 | 22 | 10 | [17 empty] | 0 | 0
12 | 22 | 11 | [17 empty] | 0 | 0
12 | 22 | 12 | [17 empty] | 0 | 0
12 | 22 | 13 | [17 empty] | 0 | 0
12 | 22 | 14 | [17 empty] | 0 | 0
12 | 22 | 15 | [17 empty] | 0 | 0
12 | 22 | 16 | [17 empty] | 0 | 0
12 | 22 | 17 | [17 empty] | 0 | 0
12 | 22 | 18 | [17 empty] | 0 | 0
12 | 22 | 19 | [17 empty] | 0 | 0
12 | 22 | 20 | [17 empty] | 0 | 0
12 | 22 | 21 | [17 empty] | 0 | 0
12 | 22 | 22 | [17 empty] | 0 | 0
12 | 22 | 23 | [17 empty] | 0 | 0
12 | 22 | 24 | [17 empty] | 0 | 0
12 | 23 | 1 | [17 empty] | 0 | 0
12 | 23 | 2 | [17 empty] | 0 | 0
12 | 23 | 3 | [17 empty] | 0 | 0
12 | 23 | 4 | [17 empty] | 0 | 0
12 | 23 | 5 | [17 empty] | 0 | 0
12 | 23 | 6 | [17 empty] | 0 | 0
12 | 23 | 7 | [17 empty] | 0 | 0
12 | 23 | 8 | [17 empty] | 0 | 0
12 | 23 | 9 | [17 empty] | 0 | 0
12 | 23 | 10 | [17 empty] | 0 | 0
12 | 23 | 11 | [17 empty] | 0 | 0
12 | 23 | 12 | [17 empty] | 0 | 0
12 | 23 | 13 | [17 empty] | 0 | 0
12 | 23 | 14 | [17 empty] | 0 | 0
12 | 23 | 15 | [17 empty] | 0 | 0
12 | 23 | 16 | [17 empty] | 0 | 0
12 | 23 | 17 | [17 empty] | 0 | 0
12 | 23 | 18 | [17 empty] | 0 | 0
12 | 23 | 19 | [17 empty] | 0 | 0
12 | 23 | 20 | [17 empty] | 0 | 0
12 | 23 | 21 | [17 empty] | 0 | 0
12 | 23 | 22 | [17 empty] | 0 | 0
12 | 23 | 23 | [17 empty] | 0 | 0
12 | 23 | 24 | [17 empty] | 0 | 0
12 | 24 | 1 | [17 empty] | 0 | 0
12 | 24 | 2 | [17 empty] | 0 | 0
12 | 24 | 3 | [17 empty] | 0 | 0
12 | 24 | 4 | [17 empty] | 0 | 0
12 | 24 | 5 | [17 empty] | 0 | 0
12 | 24 | 6 | [17 empty] | 0 | 0
12 | 24 | 7 | [17 empty] | 0 | 0
12 | 24 | 8 | [17 empty] | 0 | 0
12 | 24 | 9 | [17 empty] | 0 | 0
12 | 24 | 10 | [17 empty] | 0 | 0
12 | 24 | 11 | [17 empty] | 0 | 0
12 | 24 | 12 | [17 empty] | 0 | 0
12 | 24 | 13 | [17 empty] | 0 | 0
12 | 24 | 14 | [17 empty] | 0 | 0
12 | 24 | 15 | [17 empty] | 0 | 0
12 | 24 | 16 | [17 empty] | 0 | 0
12 | 24 | 17 | [17 empty] | 0 | 0
12 | 24 | 18 | [17 empty] | 0 | 0
12 | 24 | 19 | [17 empty] | 0 | 0
12 | 24 | 20 | [17 empty] | 0 | 0
12 | 24 | 21 | [17 empty] | 0 | 0
12 | 24 | 22 | [17 empty] | 0 | 0
12 | 24 | 23 | [17 empty] | 0 | 0
12 | 24 | 24 | [17 empty] | 0 | 0
12 | 25 | 1 | [17 empty] | 0 | 0
12 | 25 | 2 | [17 empty] | 0 | 0
12 | 25 | 3 | [17 empty] | 0 | 0
12 | 25 | 4 | [17 empty] | 0 | 0
12 | 25 | 5 | [17 empty] | 0 | 0
12 | 25 | 6 | [17 empty] | 0 | 0
12 | 25 | 7 | [17 empty] | 0 | 0
12 | 25 | 8 | [17 empty] | 0 | 0
12 | 25 | 9 | [17 empty] | 0 | 0
12 | 25 | 10 | [17 empty] | 0 | 0
12 | 25 | 11 | [17 empty] | 0 | 0
12 | 25 | 12 | [17 empty] | 0 | 0
12 | 25 | 13 | [17 empty] | 0 | 0
12 | 25 | 14 | [17 empty] | 0 | 0
12 | 25 | 15 | [17 empty] | 0 | 0
12 | 25 | 16 | [17 empty] | 0 | 0
12 | 25 | 17 | [17 empty] | 0 | 0
12 | 25 | 18 | [17 empty] | 0 | 0
12 | 25 | 19 | [17 empty] | 0 | 0
12 | 25 | 20 | [17 empty] | 0 | 0
12 | 25 | 21 | [17 empty] | 0 | 0
12 | 25 | 22 | [17 empty] | 0 | 0
12 | 25 | 23 | [17 empty] | 0 | 0
12 | 25 | 24 | [17 empty] | 0 | 0
12 | 26 | 1 | [17 empty] | 0 | 0
12 | 26 | 2 | [17 empty] | 0 | 0
12 | 26 | 3 | [17 empty] | 0 | 0
12 | 26 | 4 | [17 empty] | 0 | 0
12 | 26 | 5 | [17 empty] | 0 | 0
12 | 26 | 6 | [17 empty] | 0 | 0
12 | 26 | 7 | [17 empty] | 0 | 0
12 | 26 | 8 | [17 empty] | 0 | 0
12 | 26 | 9 | [17 empty] | 0 | 0
12 | 26 | 10 | [17 empty] | 0 | 0
12 | 26 | 11 | [17 empty] | 0 | 0
12 | 26 | 12 | [17 empty] | 0 | 0
12 | 26 | 13 | [17 empty] | 0 | 0
12 | 26 | 14 | [17 empty] | 0 | 0
12 | 26 | 15 | [17 empty] | 0 | 0
12 | 26 | 16 | [17 empty] | 0 | 0
12 | 26 | 17 | [17 empty] | 0 | 0
12 | 26 | 18 | [17 empty] | 0 | 0
12 | 26 | 19 | [17 empty] | 0 | 0
12 | 26 | 20 | [17 empty] | 0 | 0
12 | 26 | 21 | [17 empty] | 0 | 0
12 | 26 | 22 | [17 empty] | 0 | 0
12 | 26 | 23 | [17 empty] | 0 | 0
12 | 26 | 24 | [17 empty] | 0 | 0
12 | 27 | 1 | [17 empty] | 0 | 0
12 | 27 | 2 | [17 empty] | 0 | 0
12 | 27 | 3 | [17 empty] | 0 | 0
12 | 27 | 4 | [17 empty] | 0 | 0
12 | 27 | 5 | [17 empty] | 0 | 0
12 | 27 | 6 | [17 empty] | 0 | 0
12 | 27 | 7 | [17 empty] | 0 | 0
12 | 27 | 8 | [17 empty] | 0 | 0
12 | 27 | 9 | [17 empty] | 0 | 0
12 | 27 | 10 | [17 empty] | 0 | 0
12 | 27 | 11 | [17 empty] | 0 | 0
12 | 27 | 12 | [17 empty] | 0 | 0
12 | 27 | 13 | [17 empty] | 0 | 0
12 | 27 | 14 | [17 empty] | 0 | 0
12 | 27 | 15 | [17 empty] | 0 | 0
12 | 27 | 16 | [17 empty] | 0 | 0
12 | 27 | 17 | [17 empty] | 0 | 0
12 | 27 | 18 | [17 empty] | 0 | 0
12 | 27 | 19 | [17 empty] | 0 | 0
12 | 27 | 20 | [17 empty] | 0 | 0
12 | 27 | 21 | [17 empty] | 0 | 0
12 | 27 | 22 | [17 empty] | 0 | 0
12 | 27 | 23 | [17 empty] | 0 | 0
12 | 27 | 24 | [17 empty] | 0 | 0
12 | 28 | 1 | [17 empty] | 0 | 0
12 | 28 | 2 | [17 empty] | 0 | 0
12 | 28 | 3 | [17 empty] | 0 | 0
12 | 28 | 4 | [17 empty] | 0 | 0
12 | 28 | 5 | [17 empty] | 0 | 0
12 | 28 | 6 | [17 empty] | 0 | 0
12 | 28 | 7 | [17 empty] | 0 | 0
12 | 28 | 8 | [17 empty] | 0 | 0
12 | 28 | 9 | [17 empty] | 0 | 0
12 | 28 | 10 | [17 empty] | 0 | 0
12 | 28 | 11 | [17 empty] | 0 | 0
12 | 28 | 12 | [17 empty] | 0 | 0
12 | 28 | 13 | [17 empty] | 0 | 0
12 | 28 | 14 | [17 empty] | 0 | 0
12 | 28 | 15 | [17 empty] | 0 | 0
12 | 28 | 16 | [17 empty] | 0 | 0
12 | 28 | 17 | [17 empty] | 0 | 0
12 | 28 | 18 | [17 empty] | 0 | 0
12 | 28 | 19 | [17 empty] | 0 | 0
12 | 28 | 20 | [17 empty] | 0 | 0
12 | 28 | 21 | [17 empty] | 0 | 0
12 | 28 | 22 | [17 empty] | 0 | 0
12 | 28 | 23 | [17 empty] | 0 | 0
12 | 28 | 24 | [17 empty] | 0 | 0
12 | 29 | 1 | [17 empty] | 0 | 0
12 | 29 | 2 | [17 empty] | 0 | 0
12 | 29 | 3 | [17 empty] | 0 | 0
12 | 29 | 4 | [17 empty] | 0 | 0
12 | 29 | 5 | [17 empty] | 0 | 0
12 | 29 | 6 | [17 empty] | 0 | 0
12 | 29 | 7 | [17 empty] | 0 | 0
12 | 29 | 8 | [17 empty] | 0 | 0
12 | 29 | 9 | [17 empty] | 0 | 0
12 | 29 | 10 | [17 empty] | 0 | 0
12 | 29 | 11 | [17 empty] | 0 | 0
12 | 29 | 12 | [17 empty] | 0 | 0
12 | 29 | 13 | [17 empty] | 0 | 0
12 | 29 | 14 | [17 empty] | 0 | 0
12 | 29 | 15 | [17 empty] | 0 | 0
12 | 29 | 16 | [17 empty] | 0 | 0
12 | 29 | 17 | [17 empty] | 0 | 0
12 | 29 | 18 | [17 empty] | 0 | 0
12 | 29 | 19 | [17 empty] | 0 | 0
12 | 29 | 20 | [17 empty] | 0 | 0
12 | 29 | 21 | [17 empty] | 0 | 0
12 | 29 | 22 | [17 empty] | 0 | 0
12 | 29 | 23 | [17 empty] | 0 | 0
12 | 29 | 24 | [17 empty] | 0 | 0
12 | 30 | 1 | [17 empty] | 0 | 0
12 | 30 | 2 | [17 empty] | 0 | 0
12 | 30 | 3 | [17 empty] | 0 | 0
12 | 30 | 4 | [17 empty] | 0 | 0
12 | 30 | 5 | [17 empty] | 0 | 0
12 | 30 | 6 | [17 empty] | 0 | 0
12 | 30 | 7 | [17 empty] | 0 | 0
12 | 30 | 8 | [17 empty] | 0 | 0
12 | 30 | 9 | [17 empty] | 0 | 0
12 | 30 | 10 | [17 empty] | 0 | 0
12 | 30 | 11 | [17 empty] | 0 | 0
12 | 30 | 12 | [17 empty] | 0 | 0
12 | 30 | 13 | [17 empty] | 0 | 0
12 | 30 | 14 | [17 empty] | 0 | 0
12 | 30 | 15 | [17 empty] | 0 | 0
12 | 30 | 16 | [17 empty] | 0 | 0
12 | 30 | 17 | [17 empty] | 0 | 0
12 | 30 | 18 | [17 empty] | 0 | 0
12 | 30 | 19 | [17 empty] | 0 | 0
12 | 30 | 20 | [17 empty] | 0 | 0
12 | 30 | 21 | [17 empty] | 0 | 0
12 | 30 | 22 | [17 empty] | 0 | 0
12 | 30 | 23 | [17 empty] | 0 | 0
12 | 30 | 24 | [17 empty] | 0 | 0
12 | 31 | 1 | [17 empty] | 0 | 0
12 | 31 | 2 | [17 empty] | 0 | 0
12 | 31 | 3 | [17 empty] | 0 | 0
12 | 31 | 4 | [17 empty] | 0 | 0
12 | 31 | 5 | [17 empty] | 0 | 0
12 | 31 | 6 | [17 empty] | 0 | 0
12 | 31 | 7 | [17 empty] | 0 | 0
12 | 31 | 8 | [17 empty] | 0 | 0
12 | 31 | 9 | [17 empty] | 0 | 0
12 | 31 | 10 | [17 empty] | 0 | 0
12 | 31 | 11 | [17 empty] | 0 | 0
12 | 31 | 12 | [17 empty] | 0 | 0
12 | 31 | 13 | [17 empty] | 0 | 0
12 | 31 | 14 | [17 empty] | 0 | 0
12 | 31 | 15 | [17 empty] | 0 | 0
12 | 31 | 16 | [17 empty] | 0 | 0
12 | 31 | 17 | [17 empty] | 0 | 0
12 | 31 | 18 | [17 empty] | 0 | 0
12 | 31 | 19 | [17 empty] | 0 | 0
12 | 31 | 20 | [17 empty] | 0 | 0
12 | 31 | 21 | [17 empty] | 0 | 0
12 | 31 | 22 | [17 empty] | 0 | 0
12 | 31 | 23 | [17 empty] | 0 | 0
12 | 31 | 24 | [17 empty] | 0 | 0
Note on G2: [Threaded comment] Your version of Excel allows you to read this threaded comment; however, any edits to it will get removed if the file is opened in a newer version of Excel. Learn more: https://go.microsoft.com/fwlink/?linkid=870924 Comment: From November 1st to March 31st. From 4:00PM to 9:00PM
Note on G4: [Threaded comment] Your version of Excel allows you to read this threaded comment; however, any edits to it will get removed if the file is opened in a newer version of Excel. Learn more: https://go.microsoft.com/fwlink/?linkid=870924 Comment: From January 1st to December 31st. From 0:00AM to 12:00AM
Note on G5: [Threaded comment] Your version of Excel allows you to read this threaded comment; however, any edits to it will get removed if the file is opened in a newer version of Excel. Learn more: https://go.microsoft.com/fwlink/?linkid=870924 Comment: From January 1st to December 31st. From 0:00AM to 12:00AM
Note on U4: [Threaded comment] Your version of Excel allows you to read this threaded comment; however, any edits to it will get removed if the file is opened in a newer version of Excel. Learn more: https://go.microsoft.com/fwlink/?linkid=870924 Comment: Annual Peak Electric Demand

## 7- Proposed Hourly Results
Copy/paste hourly results from your energy modelling software for the whole year (8760 hours). | [7 empty] | January | February | March | April | May | June | July | August | September | October | November | December
Only fill white double-bordered cells. |  |  |  |  | BC Hydro Peak Electric Demand (kW) | #NAME? |  | 1 | 2 | 3 | 4 | 5 | 6 | 7 | 8 | 9 | 10 | 11 | 12 | Annual Electric | Annual Fuel
Input energy end use name in row 13. | [5 empty] | 0 | Electric kWh/month | 0 | 0 | 0 | 0 | 0 | 0 | 0 | 0 | 0 | 0 | 0 | 0 | 0
For each energy end use, select the right energy source (electric / fuel) in row 12. |  |  |  |  | Annual Peak Electric Demand (kW) | 0 | Electric Max kW/month | 0 | 0 | 0 | 0 | 0 | 0 | 0 | 0 | 0 | 0 | 0 | 0 | 0
Make sure that hourly results of energy end uses in this sheet are all in ( kW ) |  |  |  |  | Annual Average Electric Demand (kW) | 0
Input outdoor air dry bulb temperature from the energy model in ( C ) in column "D". | [5 empty] | 0 | Fuel ekWh/month | 0 | 0 | 0 | 0 | 0 | 0 | 0 | 0 | 0 | 0 | 0 | 0 |  | 0
[6 empty] | 0 | Fuel GJ/month | 0 | 0 | 0 | 0 | 0 | 0 | 0 | 0 | 0 | 0 | 0 | 0 |  | 0
| Annual | Maximum | 0 | 0 | 0 | 0 | 0 | 0 | 0 | 0 | 0 | 0 | 0 | 0 | 0 | 0 | 0 | 0 | 0 | 0 | 0 | Annual | Maximum
| Annual | Average | #DIV/0! | #DIV/0! | #DIV/0! | #DIV/0! | #DIV/0! | #DIV/0! | #DIV/0! | #DIV/0! | #DIV/0! | #DIV/0! | #DIV/0! | #DIV/0! | #DIV/0! | #DIV/0! | #DIV/0! | #DIV/0! | #DIV/0! | 0 | 0 | Annual | Average
| Annual | Minimum | 0 | 0 | 0 | 0 | 0 | 0 | 0 | 0 | 0 | 0 | 0 | 0 | 0 | 0 | 0 | 0 | 0 | 0 | 0 | Annual | Minimum
| Annual | TOTAL | 0 | 0 | 0 | 0 | 0 | 0 | 0 | 0 | 0 | 0 | 0 | 0 | 0 | 0 | 0 | 0 | 0 | 0 | 0 | Annual | TOTAL
|  |  | Select Energy Source ===>>> | Electric | Electric | Electric | Electric | Electric | Electric | Electric | Electric | Electric | Electric | Fuel | Fuel | Fuel | Fuel | Fuel | Fuel | Electric | Fuel
Month | Day | Hour | Outdoor air dry bulb temperature ( C ) | Input energy end use name 1 | Input energy end use name 2 | Input energy end use name 3 | Input energy end use name 4 | Input energy end use name 5 | Input energy end use name 6 | Input energy end use name 7 | Input energy end use name 8 | Input energy end use name 9 | Input energy end use name 10 | Input energy end use name 11 | Input energy end use name 12 | Input energy end use name 13 | Input energy end use name 14 | Input energy end use name 15 | Input energy end use name 16 | Total Electric | Total Fuel
1 | 1 | 1 | [17 empty] | 0 | 0
1 | 1 | 2 | [17 empty] | 0 | 0
1 | 1 | 3 | [17 empty] | 0 | 0
1 | 1 | 4 | [17 empty] | 0 | 0
1 | 1 | 5 | [17 empty] | 0 | 0
1 | 1 | 6 | [17 empty] | 0 | 0
1 | 1 | 7 | [17 empty] | 0 | 0
1 | 1 | 8 | [17 empty] | 0 | 0
1 | 1 | 9 | [17 empty] | 0 | 0
1 | 1 | 10 | [17 empty] | 0 | 0
1 | 1 | 11 | [17 empty] | 0 | 0
1 | 1 | 12 | [17 empty] | 0 | 0
1 | 1 | 13 | [17 empty] | 0 | 0
1 | 1 | 14 | [17 empty] | 0 | 0
1 | 1 | 15 | [17 empty] | 0 | 0
1 | 1 | 16 | [17 empty] | 0 | 0
1 | 1 | 17 | [17 empty] | 0 | 0
1 | 1 | 18 | [17 empty] | 0 | 0
1 | 1 | 19 | [17 empty] | 0 | 0
1 | 1 | 20 | [17 empty] | 0 | 0
1 | 1 | 21 | [17 empty] | 0 | 0
1 | 1 | 22 | [17 empty] | 0 | 0
1 | 1 | 23 | [17 empty] | 0 | 0
1 | 1 | 24 | [17 empty] | 0 | 0
1 | 2 | 1 | [17 empty] | 0 | 0
1 | 2 | 2 | [17 empty] | 0 | 0
1 | 2 | 3 | [17 empty] | 0 | 0
1 | 2 | 4 | [17 empty] | 0 | 0
1 | 2 | 5 | [17 empty] | 0 | 0
1 | 2 | 6 | [17 empty] | 0 | 0
1 | 2 | 7 | [17 empty] | 0 | 0
1 | 2 | 8 | [17 empty] | 0 | 0
1 | 2 | 9 | [17 empty] | 0 | 0
1 | 2 | 10 | [17 empty] | 0 | 0
1 | 2 | 11 | [17 empty] | 0 | 0
1 | 2 | 12 | [17 empty] | 0 | 0
1 | 2 | 13 | [17 empty] | 0 | 0
1 | 2 | 14 | [17 empty] | 0 | 0
1 | 2 | 15 | [17 empty] | 0 | 0
1 | 2 | 16 | [17 empty] | 0 | 0
1 | 2 | 17 | [17 empty] | 0 | 0
1 | 2 | 18 | [17 empty] | 0 | 0
1 | 2 | 19 | [17 empty] | 0 | 0
1 | 2 | 20 | [17 empty] | 0 | 0
1 | 2 | 21 | [17 empty] | 0 | 0
1 | 2 | 22 | [17 empty] | 0 | 0
1 | 2 | 23 | [17 empty] | 0 | 0
1 | 2 | 24 | [17 empty] | 0 | 0
1 | 3 | 1 | [17 empty] | 0 | 0
1 | 3 | 2 | [17 empty] | 0 | 0
1 | 3 | 3 | [17 empty] | 0 | 0
1 | 3 | 4 | [17 empty] | 0 | 0
1 | 3 | 5 | [17 empty] | 0 | 0
1 | 3 | 6 | [17 empty] | 0 | 0
1 | 3 | 7 | [17 empty] | 0 | 0
1 | 3 | 8 | [17 empty] | 0 | 0
1 | 3 | 9 | [17 empty] | 0 | 0
1 | 3 | 10 | [17 empty] | 0 | 0
1 | 3 | 11 | [17 empty] | 0 | 0
1 | 3 | 12 | [17 empty] | 0 | 0
1 | 3 | 13 | [17 empty] | 0 | 0
1 | 3 | 14 | [17 empty] | 0 | 0
1 | 3 | 15 | [17 empty] | 0 | 0
1 | 3 | 16 | [17 empty] | 0 | 0
1 | 3 | 17 | [17 empty] | 0 | 0
1 | 3 | 18 | [17 empty] | 0 | 0
1 | 3 | 19 | [17 empty] | 0 | 0
1 | 3 | 20 | [17 empty] | 0 | 0
1 | 3 | 21 | [17 empty] | 0 | 0
1 | 3 | 22 | [17 empty] | 0 | 0
1 | 3 | 23 | [17 empty] | 0 | 0
1 | 3 | 24 | [17 empty] | 0 | 0
1 | 4 | 1 | [17 empty] | 0 | 0
1 | 4 | 2 | [17 empty] | 0 | 0
1 | 4 | 3 | [17 empty] | 0 | 0
1 | 4 | 4 | [17 empty] | 0 | 0
1 | 4 | 5 | [17 empty] | 0 | 0
1 | 4 | 6 | [17 empty] | 0 | 0
1 | 4 | 7 | [17 empty] | 0 | 0
1 | 4 | 8 | [17 empty] | 0 | 0
1 | 4 | 9 | [17 empty] | 0 | 0
1 | 4 | 10 | [17 empty] | 0 | 0
1 | 4 | 11 | [17 empty] | 0 | 0
1 | 4 | 12 | [17 empty] | 0 | 0
1 | 4 | 13 | [17 empty] | 0 | 0
1 | 4 | 14 | [17 empty] | 0 | 0
1 | 4 | 15 | [17 empty] | 0 | 0
1 | 4 | 16 | [17 empty] | 0 | 0
1 | 4 | 17 | [17 empty] | 0 | 0
1 | 4 | 18 | [17 empty] | 0 | 0
1 | 4 | 19 | [17 empty] | 0 | 0
1 | 4 | 20 | [17 empty] | 0 | 0
1 | 4 | 21 | [17 empty] | 0 | 0
1 | 4 | 22 | [17 empty] | 0 | 0
1 | 4 | 23 | [17 empty] | 0 | 0
1 | 4 | 24 | [17 empty] | 0 | 0
1 | 5 | 1 | [17 empty] | 0 | 0
1 | 5 | 2 | [17 empty] | 0 | 0
1 | 5 | 3 | [17 empty] | 0 | 0
1 | 5 | 4 | [17 empty] | 0 | 0
1 | 5 | 5 | [17 empty] | 0 | 0
1 | 5 | 6 | [17 empty] | 0 | 0
1 | 5 | 7 | [17 empty] | 0 | 0
1 | 5 | 8 | [17 empty] | 0 | 0
1 | 5 | 9 | [17 empty] | 0 | 0
1 | 5 | 10 | [17 empty] | 0 | 0
1 | 5 | 11 | [17 empty] | 0 | 0
1 | 5 | 12 | [17 empty] | 0 | 0
1 | 5 | 13 | [17 empty] | 0 | 0
1 | 5 | 14 | [17 empty] | 0 | 0
1 | 5 | 15 | [17 empty] | 0 | 0
1 | 5 | 16 | [17 empty] | 0 | 0
1 | 5 | 17 | [17 empty] | 0 | 0
1 | 5 | 18 | [17 empty] | 0 | 0
1 | 5 | 19 | [17 empty] | 0 | 0
1 | 5 | 20 | [17 empty] | 0 | 0
1 | 5 | 21 | [17 empty] | 0 | 0
1 | 5 | 22 | [17 empty] | 0 | 0
1 | 5 | 23 | [17 empty] | 0 | 0
1 | 5 | 24 | [17 empty] | 0 | 0
1 | 6 | 1 | [17 empty] | 0 | 0
1 | 6 | 2 | [17 empty] | 0 | 0
1 | 6 | 3 | [17 empty] | 0 | 0
1 | 6 | 4 | [17 empty] | 0 | 0
1 | 6 | 5 | [17 empty] | 0 | 0
1 | 6 | 6 | [17 empty] | 0 | 0
1 | 6 | 7 | [17 empty] | 0 | 0
1 | 6 | 8 | [17 empty] | 0 | 0
1 | 6 | 9 | [17 empty] | 0 | 0
1 | 6 | 10 | [17 empty] | 0 | 0
1 | 6 | 11 | [17 empty] | 0 | 0
1 | 6 | 12 | [17 empty] | 0 | 0
1 | 6 | 13 | [17 empty] | 0 | 0
1 | 6 | 14 | [17 empty] | 0 | 0
1 | 6 | 15 | [17 empty] | 0 | 0
1 | 6 | 16 | [17 empty] | 0 | 0
1 | 6 | 17 | [17 empty] | 0 | 0
1 | 6 | 18 | [17 empty] | 0 | 0
1 | 6 | 19 | [17 empty] | 0 | 0
1 | 6 | 20 | [17 empty] | 0 | 0
1 | 6 | 21 | [17 empty] | 0 | 0
1 | 6 | 22 | [17 empty] | 0 | 0
1 | 6 | 23 | [17 empty] | 0 | 0
1 | 6 | 24 | [17 empty] | 0 | 0
1 | 7 | 1 | [17 empty] | 0 | 0
1 | 7 | 2 | [17 empty] | 0 | 0
1 | 7 | 3 | [17 empty] | 0 | 0
1 | 7 | 4 | [17 empty] | 0 | 0
1 | 7 | 5 | [17 empty] | 0 | 0
1 | 7 | 6 | [17 empty] | 0 | 0
1 | 7 | 7 | [17 empty] | 0 | 0
1 | 7 | 8 | [17 empty] | 0 | 0
1 | 7 | 9 | [17 empty] | 0 | 0
1 | 7 | 10 | [17 empty] | 0 | 0
1 | 7 | 11 | [17 empty] | 0 | 0
1 | 7 | 12 | [17 empty] | 0 | 0
1 | 7 | 13 | [17 empty] | 0 | 0
1 | 7 | 14 | [17 empty] | 0 | 0
1 | 7 | 15 | [17 empty] | 0 | 0
1 | 7 | 16 | [17 empty] | 0 | 0
1 | 7 | 17 | [17 empty] | 0 | 0
1 | 7 | 18 | [17 empty] | 0 | 0
1 | 7 | 19 | [17 empty] | 0 | 0
1 | 7 | 20 | [17 empty] | 0 | 0
1 | 7 | 21 | [17 empty] | 0 | 0
1 | 7 | 22 | [17 empty] | 0 | 0
1 | 7 | 23 | [17 empty] | 0 | 0
1 | 7 | 24 | [17 empty] | 0 | 0
1 | 8 | 1 | [17 empty] | 0 | 0
1 | 8 | 2 | [17 empty] | 0 | 0
1 | 8 | 3 | [17 empty] | 0 | 0
1 | 8 | 4 | [17 empty] | 0 | 0
1 | 8 | 5 | [17 empty] | 0 | 0
1 | 8 | 6 | [17 empty] | 0 | 0
1 | 8 | 7 | [17 empty] | 0 | 0
1 | 8 | 8 | [17 empty] | 0 | 0
1 | 8 | 9 | [17 empty] | 0 | 0
1 | 8 | 10 | [17 empty] | 0 | 0
1 | 8 | 11 | [17 empty] | 0 | 0
1 | 8 | 12 | [17 empty] | 0 | 0
1 | 8 | 13 | [17 empty] | 0 | 0
1 | 8 | 14 | [17 empty] | 0 | 0
1 | 8 | 15 | [17 empty] | 0 | 0
1 | 8 | 16 | [17 empty] | 0 | 0
1 | 8 | 17 | [17 empty] | 0 | 0
1 | 8 | 18 | [17 empty] | 0 | 0
1 | 8 | 19 | [17 empty] | 0 | 0
1 | 8 | 20 | [17 empty] | 0 | 0
1 | 8 | 21 | [17 empty] | 0 | 0
1 | 8 | 22 | [17 empty] | 0 | 0
1 | 8 | 23 | [17 empty] | 0 | 0
1 | 8 | 24 | [17 empty] | 0 | 0
1 | 9 | 1 | [17 empty] | 0 | 0
1 | 9 | 2 | [17 empty] | 0 | 0
1 | 9 | 3 | [17 empty] | 0 | 0
1 | 9 | 4 | [17 empty] | 0 | 0
1 | 9 | 5 | [17 empty] | 0 | 0
1 | 9 | 6 | [17 empty] | 0 | 0
1 | 9 | 7 | [17 empty] | 0 | 0
1 | 9 | 8 | [17 empty] | 0 | 0
1 | 9 | 9 | [17 empty] | 0 | 0
1 | 9 | 10 | [17 empty] | 0 | 0
1 | 9 | 11 | [17 empty] | 0 | 0
1 | 9 | 12 | [17 empty] | 0 | 0
1 | 9 | 13 | [17 empty] | 0 | 0
1 | 9 | 14 | [17 empty] | 0 | 0
1 | 9 | 15 | [17 empty] | 0 | 0
1 | 9 | 16 | [17 empty] | 0 | 0
1 | 9 | 17 | [17 empty] | 0 | 0
1 | 9 | 18 | [17 empty] | 0 | 0
1 | 9 | 19 | [17 empty] | 0 | 0
1 | 9 | 20 | [17 empty] | 0 | 0
1 | 9 | 21 | [17 empty] | 0 | 0
1 | 9 | 22 | [17 empty] | 0 | 0
1 | 9 | 23 | [17 empty] | 0 | 0
1 | 9 | 24 | [17 empty] | 0 | 0
1 | 10 | 1 | [17 empty] | 0 | 0
1 | 10 | 2 | [17 empty] | 0 | 0
1 | 10 | 3 | [17 empty] | 0 | 0
1 | 10 | 4 | [17 empty] | 0 | 0
1 | 10 | 5 | [17 empty] | 0 | 0
1 | 10 | 6 | [17 empty] | 0 | 0
1 | 10 | 7 | [17 empty] | 0 | 0
1 | 10 | 8 | [17 empty] | 0 | 0
1 | 10 | 9 | [17 empty] | 0 | 0
1 | 10 | 10 | [17 empty] | 0 | 0
1 | 10 | 11 | [17 empty] | 0 | 0
1 | 10 | 12 | [17 empty] | 0 | 0
1 | 10 | 13 | [17 empty] | 0 | 0
1 | 10 | 14 | [17 empty] | 0 | 0
1 | 10 | 15 | [17 empty] | 0 | 0
1 | 10 | 16 | [17 empty] | 0 | 0
1 | 10 | 17 | [17 empty] | 0 | 0
1 | 10 | 18 | [17 empty] | 0 | 0
1 | 10 | 19 | [17 empty] | 0 | 0
1 | 10 | 20 | [17 empty] | 0 | 0
1 | 10 | 21 | [17 empty] | 0 | 0
1 | 10 | 22 | [17 empty] | 0 | 0
1 | 10 | 23 | [17 empty] | 0 | 0
1 | 10 | 24 | [17 empty] | 0 | 0
1 | 11 | 1 | [17 empty] | 0 | 0
1 | 11 | 2 | [17 empty] | 0 | 0
1 | 11 | 3 | [17 empty] | 0 | 0
1 | 11 | 4 | [17 empty] | 0 | 0
1 | 11 | 5 | [17 empty] | 0 | 0
1 | 11 | 6 | [17 empty] | 0 | 0
1 | 11 | 7 | [17 empty] | 0 | 0
1 | 11 | 8 | [17 empty] | 0 | 0
1 | 11 | 9 | [17 empty] | 0 | 0
1 | 11 | 10 | [17 empty] | 0 | 0
1 | 11 | 11 | [17 empty] | 0 | 0
1 | 11 | 12 | [17 empty] | 0 | 0
1 | 11 | 13 | [17 empty] | 0 | 0
1 | 11 | 14 | [17 empty] | 0 | 0
1 | 11 | 15 | [17 empty] | 0 | 0
1 | 11 | 16 | [17 empty] | 0 | 0
1 | 11 | 17 | [17 empty] | 0 | 0
1 | 11 | 18 | [17 empty] | 0 | 0
1 | 11 | 19 | [17 empty] | 0 | 0
1 | 11 | 20 | [17 empty] | 0 | 0
1 | 11 | 21 | [17 empty] | 0 | 0
1 | 11 | 22 | [17 empty] | 0 | 0
1 | 11 | 23 | [17 empty] | 0 | 0
1 | 11 | 24 | [17 empty] | 0 | 0
1 | 12 | 1 | [17 empty] | 0 | 0
1 | 12 | 2 | [17 empty] | 0 | 0
1 | 12 | 3 | [17 empty] | 0 | 0
1 | 12 | 4 | [17 empty] | 0 | 0
1 | 12 | 5 | [17 empty] | 0 | 0
1 | 12 | 6 | [17 empty] | 0 | 0
1 | 12 | 7 | [17 empty] | 0 | 0
1 | 12 | 8 | [17 empty] | 0 | 0
1 | 12 | 9 | [17 empty] | 0 | 0
1 | 12 | 10 | [17 empty] | 0 | 0
1 | 12 | 11 | [17 empty] | 0 | 0
1 | 12 | 12 | [17 empty] | 0 | 0
1 | 12 | 13 | [17 empty] | 0 | 0
1 | 12 | 14 | [17 empty] | 0 | 0
1 | 12 | 15 | [17 empty] | 0 | 0
1 | 12 | 16 | [17 empty] | 0 | 0
1 | 12 | 17 | [17 empty] | 0 | 0
1 | 12 | 18 | [17 empty] | 0 | 0
1 | 12 | 19 | [17 empty] | 0 | 0
1 | 12 | 20 | [17 empty] | 0 | 0
1 | 12 | 21 | [17 empty] | 0 | 0
1 | 12 | 22 | [17 empty] | 0 | 0
1 | 12 | 23 | [17 empty] | 0 | 0
1 | 12 | 24 | [17 empty] | 0 | 0
1 | 13 | 1 | [17 empty] | 0 | 0
1 | 13 | 2 | [17 empty] | 0 | 0
1 | 13 | 3 | [17 empty] | 0 | 0
1 | 13 | 4 | [17 empty] | 0 | 0
1 | 13 | 5 | [17 empty] | 0 | 0
1 | 13 | 6 | [17 empty] | 0 | 0
1 | 13 | 7 | [17 empty] | 0 | 0
1 | 13 | 8 | [17 empty] | 0 | 0
1 | 13 | 9 | [17 empty] | 0 | 0
1 | 13 | 10 | [17 empty] | 0 | 0
1 | 13 | 11 | [17 empty] | 0 | 0
1 | 13 | 12 | [17 empty] | 0 | 0
1 | 13 | 13 | [17 empty] | 0 | 0
1 | 13 | 14 | [17 empty] | 0 | 0
1 | 13 | 15 | [17 empty] | 0 | 0
1 | 13 | 16 | [17 empty] | 0 | 0
1 | 13 | 17 | [17 empty] | 0 | 0
1 | 13 | 18 | [17 empty] | 0 | 0
1 | 13 | 19 | [17 empty] | 0 | 0
1 | 13 | 20 | [17 empty] | 0 | 0
1 | 13 | 21 | [17 empty] | 0 | 0
1 | 13 | 22 | [17 empty] | 0 | 0
1 | 13 | 23 | [17 empty] | 0 | 0
1 | 13 | 24 | [17 empty] | 0 | 0
1 | 14 | 1 | [17 empty] | 0 | 0
1 | 14 | 2 | [17 empty] | 0 | 0
1 | 14 | 3 | [17 empty] | 0 | 0
1 | 14 | 4 | [17 empty] | 0 | 0
1 | 14 | 5 | [17 empty] | 0 | 0
1 | 14 | 6 | [17 empty] | 0 | 0
1 | 14 | 7 | [17 empty] | 0 | 0
1 | 14 | 8 | [17 empty] | 0 | 0
1 | 14 | 9 | [17 empty] | 0 | 0
1 | 14 | 10 | [17 empty] | 0 | 0
1 | 14 | 11 | [17 empty] | 0 | 0
1 | 14 | 12 | [17 empty] | 0 | 0
1 | 14 | 13 | [17 empty] | 0 | 0
1 | 14 | 14 | [17 empty] | 0 | 0
1 | 14 | 15 | [17 empty] | 0 | 0
1 | 14 | 16 | [17 empty] | 0 | 0
1 | 14 | 17 | [17 empty] | 0 | 0
1 | 14 | 18 | [17 empty] | 0 | 0
1 | 14 | 19 | [17 empty] | 0 | 0
1 | 14 | 20 | [17 empty] | 0 | 0
1 | 14 | 21 | [17 empty] | 0 | 0
1 | 14 | 22 | [17 empty] | 0 | 0
1 | 14 | 23 | [17 empty] | 0 | 0
1 | 14 | 24 | [17 empty] | 0 | 0
1 | 15 | 1 | [17 empty] | 0 | 0
1 | 15 | 2 | [17 empty] | 0 | 0
1 | 15 | 3 | [17 empty] | 0 | 0
1 | 15 | 4 | [17 empty] | 0 | 0
1 | 15 | 5 | [17 empty] | 0 | 0
1 | 15 | 6 | [17 empty] | 0 | 0
1 | 15 | 7 | [17 empty] | 0 | 0
1 | 15 | 8 | [17 empty] | 0 | 0
1 | 15 | 9 | [17 empty] | 0 | 0
1 | 15 | 10 | [17 empty] | 0 | 0
1 | 15 | 11 | [17 empty] | 0 | 0
1 | 15 | 12 | [17 empty] | 0 | 0
1 | 15 | 13 | [17 empty] | 0 | 0
1 | 15 | 14 | [17 empty] | 0 | 0
1 | 15 | 15 | [17 empty] | 0 | 0
1 | 15 | 16 | [17 empty] | 0 | 0
1 | 15 | 17 | [17 empty] | 0 | 0
1 | 15 | 18 | [17 empty] | 0 | 0
1 | 15 | 19 | [17 empty] | 0 | 0
1 | 15 | 20 | [17 empty] | 0 | 0
1 | 15 | 21 | [17 empty] | 0 | 0
1 | 15 | 22 | [17 empty] | 0 | 0
1 | 15 | 23 | [17 empty] | 0 | 0
1 | 15 | 24 | [17 empty] | 0 | 0
1 | 16 | 1 | [17 empty] | 0 | 0
1 | 16 | 2 | [17 empty] | 0 | 0
1 | 16 | 3 | [17 empty] | 0 | 0
1 | 16 | 4 | [17 empty] | 0 | 0
1 | 16 | 5 | [17 empty] | 0 | 0
1 | 16 | 6 | [17 empty] | 0 | 0
1 | 16 | 7 | [17 empty] | 0 | 0
1 | 16 | 8 | [17 empty] | 0 | 0
1 | 16 | 9 | [17 empty] | 0 | 0
1 | 16 | 10 | [17 empty] | 0 | 0
1 | 16 | 11 | [17 empty] | 0 | 0
1 | 16 | 12 | [17 empty] | 0 | 0
1 | 16 | 13 | [17 empty] | 0 | 0
1 | 16 | 14 | [17 empty] | 0 | 0
1 | 16 | 15 | [17 empty] | 0 | 0
1 | 16 | 16 | [17 empty] | 0 | 0
1 | 16 | 17 | [17 empty] | 0 | 0
1 | 16 | 18 | [17 empty] | 0 | 0
1 | 16 | 19 | [17 empty] | 0 | 0
1 | 16 | 20 | [17 empty] | 0 | 0
1 | 16 | 21 | [17 empty] | 0 | 0
1 | 16 | 22 | [17 empty] | 0 | 0
1 | 16 | 23 | [17 empty] | 0 | 0
1 | 16 | 24 | [17 empty] | 0 | 0
1 | 17 | 1 | [17 empty] | 0 | 0
1 | 17 | 2 | [17 empty] | 0 | 0
1 | 17 | 3 | [17 empty] | 0 | 0
1 | 17 | 4 | [17 empty] | 0 | 0
1 | 17 | 5 | [17 empty] | 0 | 0
1 | 17 | 6 | [17 empty] | 0 | 0
1 | 17 | 7 | [17 empty] | 0 | 0
1 | 17 | 8 | [17 empty] | 0 | 0
1 | 17 | 9 | [17 empty] | 0 | 0
1 | 17 | 10 | [17 empty] | 0 | 0
1 | 17 | 11 | [17 empty] | 0 | 0
1 | 17 | 12 | [17 empty] | 0 | 0
1 | 17 | 13 | [17 empty] | 0 | 0
1 | 17 | 14 | [17 empty] | 0 | 0
1 | 17 | 15 | [17 empty] | 0 | 0
1 | 17 | 16 | [17 empty] | 0 | 0
1 | 17 | 17 | [17 empty] | 0 | 0
1 | 17 | 18 | [17 empty] | 0 | 0
1 | 17 | 19 | [17 empty] | 0 | 0
1 | 17 | 20 | [17 empty] | 0 | 0
1 | 17 | 21 | [17 empty] | 0 | 0
1 | 17 | 22 | [17 empty] | 0 | 0
1 | 17 | 23 | [17 empty] | 0 | 0
1 | 17 | 24 | [17 empty] | 0 | 0
1 | 18 | 1 | [17 empty] | 0 | 0
1 | 18 | 2 | [17 empty] | 0 | 0
1 | 18 | 3 | [17 empty] | 0 | 0
1 | 18 | 4 | [17 empty] | 0 | 0
1 | 18 | 5 | [17 empty] | 0 | 0
1 | 18 | 6 | [17 empty] | 0 | 0
1 | 18 | 7 | [17 empty] | 0 | 0
1 | 18 | 8 | [17 empty] | 0 | 0
1 | 18 | 9 | [17 empty] | 0 | 0
1 | 18 | 10 | [17 empty] | 0 | 0
1 | 18 | 11 | [17 empty] | 0 | 0
1 | 18 | 12 | [17 empty] | 0 | 0
1 | 18 | 13 | [17 empty] | 0 | 0
1 | 18 | 14 | [17 empty] | 0 | 0
1 | 18 | 15 | [17 empty] | 0 | 0
1 | 18 | 16 | [17 empty] | 0 | 0
1 | 18 | 17 | [17 empty] | 0 | 0
1 | 18 | 18 | [17 empty] | 0 | 0
1 | 18 | 19 | [17 empty] | 0 | 0
1 | 18 | 20 | [17 empty] | 0 | 0
1 | 18 | 21 | [17 empty] | 0 | 0
1 | 18 | 22 | [17 empty] | 0 | 0
1 | 18 | 23 | [17 empty] | 0 | 0
1 | 18 | 24 | [17 empty] | 0 | 0
1 | 19 | 1 | [17 empty] | 0 | 0
1 | 19 | 2 | [17 empty] | 0 | 0
1 | 19 | 3 | [17 empty] | 0 | 0
1 | 19 | 4 | [17 empty] | 0 | 0
1 | 19 | 5 | [17 empty] | 0 | 0
1 | 19 | 6 | [17 empty] | 0 | 0
1 | 19 | 7 | [17 empty] | 0 | 0
1 | 19 | 8 | [17 empty] | 0 | 0
1 | 19 | 9 | [17 empty] | 0 | 0
1 | 19 | 10 | [17 empty] | 0 | 0
1 | 19 | 11 | [17 empty] | 0 | 0
1 | 19 | 12 | [17 empty] | 0 | 0
1 | 19 | 13 | [17 empty] | 0 | 0
1 | 19 | 14 | [17 empty] | 0 | 0
1 | 19 | 15 | [17 empty] | 0 | 0
1 | 19 | 16 | [17 empty] | 0 | 0
1 | 19 | 17 | [17 empty] | 0 | 0
1 | 19 | 18 | [17 empty] | 0 | 0
1 | 19 | 19 | [17 empty] | 0 | 0
1 | 19 | 20 | [17 empty] | 0 | 0
1 | 19 | 21 | [17 empty] | 0 | 0
1 | 19 | 22 | [17 empty] | 0 | 0
1 | 19 | 23 | [17 empty] | 0 | 0
1 | 19 | 24 | [17 empty] | 0 | 0
1 | 20 | 1 | [17 empty] | 0 | 0
1 | 20 | 2 | [17 empty] | 0 | 0
1 | 20 | 3 | [17 empty] | 0 | 0
1 | 20 | 4 | [17 empty] | 0 | 0
1 | 20 | 5 | [17 empty] | 0 | 0
1 | 20 | 6 | [17 empty] | 0 | 0
1 | 20 | 7 | [17 empty] | 0 | 0
1 | 20 | 8 | [17 empty] | 0 | 0
1 | 20 | 9 | [17 empty] | 0 | 0
1 | 20 | 10 | [17 empty] | 0 | 0
1 | 20 | 11 | [17 empty] | 0 | 0
1 | 20 | 12 | [17 empty] | 0 | 0
1 | 20 | 13 | [17 empty] | 0 | 0
1 | 20 | 14 | [17 empty] | 0 | 0
1 | 20 | 15 | [17 empty] | 0 | 0
1 | 20 | 16 | [17 empty] | 0 | 0
1 | 20 | 17 | [17 empty] | 0 | 0
1 | 20 | 18 | [17 empty] | 0 | 0
1 | 20 | 19 | [17 empty] | 0 | 0
1 | 20 | 20 | [17 empty] | 0 | 0
1 | 20 | 21 | [17 empty] | 0 | 0
1 | 20 | 22 | [17 empty] | 0 | 0
1 | 20 | 23 | [17 empty] | 0 | 0
1 | 20 | 24 | [17 empty] | 0 | 0
1 | 21 | 1 | [17 empty] | 0 | 0
1 | 21 | 2 | [17 empty] | 0 | 0
1 | 21 | 3 | [17 empty] | 0 | 0
1 | 21 | 4 | [17 empty] | 0 | 0
1 | 21 | 5 | [17 empty] | 0 | 0
1 | 21 | 6 | [17 empty] | 0 | 0
1 | 21 | 7 | [17 empty] | 0 | 0
1 | 21 | 8 | [17 empty] | 0 | 0
1 | 21 | 9 | [17 empty] | 0 | 0
1 | 21 | 10 | [17 empty] | 0 | 0
1 | 21 | 11 | [17 empty] | 0 | 0
1 | 21 | 12 | [17 empty] | 0 | 0
1 | 21 | 13 | [17 empty] | 0 | 0
1 | 21 | 14 | [17 empty] | 0 | 0
1 | 21 | 15 | [17 empty] | 0 | 0
1 | 21 | 16 | [17 empty] | 0 | 0
1 | 21 | 17 | [17 empty] | 0 | 0
1 | 21 | 18 | [17 empty] | 0 | 0
1 | 21 | 19 | [17 empty] | 0 | 0
1 | 21 | 20 | [17 empty] | 0 | 0
1 | 21 | 21 | [17 empty] | 0 | 0
1 | 21 | 22 | [17 empty] | 0 | 0
1 | 21 | 23 | [17 empty] | 0 | 0
1 | 21 | 24 | [17 empty] | 0 | 0
1 | 22 | 1 | [17 empty] | 0 | 0
1 | 22 | 2 | [17 empty] | 0 | 0
1 | 22 | 3 | [17 empty] | 0 | 0
1 | 22 | 4 | [17 empty] | 0 | 0
1 | 22 | 5 | [17 empty] | 0 | 0
1 | 22 | 6 | [17 empty] | 0 | 0
1 | 22 | 7 | [17 empty] | 0 | 0
1 | 22 | 8 | [17 empty] | 0 | 0
1 | 22 | 9 | [17 empty] | 0 | 0
1 | 22 | 10 | [17 empty] | 0 | 0
1 | 22 | 11 | [17 empty] | 0 | 0
1 | 22 | 12 | [17 empty] | 0 | 0
1 | 22 | 13 | [17 empty] | 0 | 0
1 | 22 | 14 | [17 empty] | 0 | 0
1 | 22 | 15 | [17 empty] | 0 | 0
1 | 22 | 16 | [17 empty] | 0 | 0
1 | 22 | 17 | [17 empty] | 0 | 0
1 | 22 | 18 | [17 empty] | 0 | 0
1 | 22 | 19 | [17 empty] | 0 | 0
1 | 22 | 20 | [17 empty] | 0 | 0
1 | 22 | 21 | [17 empty] | 0 | 0
1 | 22 | 22 | [17 empty] | 0 | 0
1 | 22 | 23 | [17 empty] | 0 | 0
1 | 22 | 24 | [17 empty] | 0 | 0
1 | 23 | 1 | [17 empty] | 0 | 0
1 | 23 | 2 | [17 empty] | 0 | 0
1 | 23 | 3 | [17 empty] | 0 | 0
1 | 23 | 4 | [17 empty] | 0 | 0
1 | 23 | 5 | [17 empty] | 0 | 0
1 | 23 | 6 | [17 empty] | 0 | 0
1 | 23 | 7 | [17 empty] | 0 | 0
1 | 23 | 8 | [17 empty] | 0 | 0
1 | 23 | 9 | [17 empty] | 0 | 0
1 | 23 | 10 | [17 empty] | 0 | 0
1 | 23 | 11 | [17 empty] | 0 | 0
1 | 23 | 12 | [17 empty] | 0 | 0
1 | 23 | 13 | [17 empty] | 0 | 0
1 | 23 | 14 | [17 empty] | 0 | 0
1 | 23 | 15 | [17 empty] | 0 | 0
1 | 23 | 16 | [17 empty] | 0 | 0
1 | 23 | 17 | [17 empty] | 0 | 0
1 | 23 | 18 | [17 empty] | 0 | 0
1 | 23 | 19 | [17 empty] | 0 | 0
1 | 23 | 20 | [17 empty] | 0 | 0
1 | 23 | 21 | [17 empty] | 0 | 0
1 | 23 | 22 | [17 empty] | 0 | 0
1 | 23 | 23 | [17 empty] | 0 | 0
1 | 23 | 24 | [17 empty] | 0 | 0
1 | 24 | 1 | [17 empty] | 0 | 0
1 | 24 | 2 | [17 empty] | 0 | 0
1 | 24 | 3 | [17 empty] | 0 | 0
1 | 24 | 4 | [17 empty] | 0 | 0
1 | 24 | 5 | [17 empty] | 0 | 0
1 | 24 | 6 | [17 empty] | 0 | 0
1 | 24 | 7 | [17 empty] | 0 | 0
1 | 24 | 8 | [17 empty] | 0 | 0
1 | 24 | 9 | [17 empty] | 0 | 0
1 | 24 | 10 | [17 empty] | 0 | 0
1 | 24 | 11 | [17 empty] | 0 | 0
1 | 24 | 12 | [17 empty] | 0 | 0
1 | 24 | 13 | [17 empty] | 0 | 0
1 | 24 | 14 | [17 empty] | 0 | 0
1 | 24 | 15 | [17 empty] | 0 | 0
1 | 24 | 16 | [17 empty] | 0 | 0
1 | 24 | 17 | [17 empty] | 0 | 0
1 | 24 | 18 | [17 empty] | 0 | 0
1 | 24 | 19 | [17 empty] | 0 | 0
1 | 24 | 20 | [17 empty] | 0 | 0
1 | 24 | 21 | [17 empty] | 0 | 0
1 | 24 | 22 | [17 empty] | 0 | 0
1 | 24 | 23 | [17 empty] | 0 | 0
1 | 24 | 24 | [17 empty] | 0 | 0
1 | 25 | 1 | [17 empty] | 0 | 0
1 | 25 | 2 | [17 empty] | 0 | 0
1 | 25 | 3 | [17 empty] | 0 | 0
1 | 25 | 4 | [17 empty] | 0 | 0
1 | 25 | 5 | [17 empty] | 0 | 0
1 | 25 | 6 | [17 empty] | 0 | 0
1 | 25 | 7 | [17 empty] | 0 | 0
1 | 25 | 8 | [17 empty] | 0 | 0
1 | 25 | 9 | [17 empty] | 0 | 0
1 | 25 | 10 | [17 empty] | 0 | 0
1 | 25 | 11 | [17 empty] | 0 | 0
1 | 25 | 12 | [17 empty] | 0 | 0
1 | 25 | 13 | [17 empty] | 0 | 0
1 | 25 | 14 | [17 empty] | 0 | 0
1 | 25 | 15 | [17 empty] | 0 | 0
1 | 25 | 16 | [17 empty] | 0 | 0
1 | 25 | 17 | [17 empty] | 0 | 0
1 | 25 | 18 | [17 empty] | 0 | 0
1 | 25 | 19 | [17 empty] | 0 | 0
1 | 25 | 20 | [17 empty] | 0 | 0
1 | 25 | 21 | [17 empty] | 0 | 0
1 | 25 | 22 | [17 empty] | 0 | 0
1 | 25 | 23 | [17 empty] | 0 | 0
1 | 25 | 24 | [17 empty] | 0 | 0
1 | 26 | 1 | [17 empty] | 0 | 0
1 | 26 | 2 | [17 empty] | 0 | 0
1 | 26 | 3 | [17 empty] | 0 | 0
1 | 26 | 4 | [17 empty] | 0 | 0
1 | 26 | 5 | [17 empty] | 0 | 0
1 | 26 | 6 | [17 empty] | 0 | 0
1 | 26 | 7 | [17 empty] | 0 | 0
1 | 26 | 8 | [17 empty] | 0 | 0
1 | 26 | 9 | [17 empty] | 0 | 0
1 | 26 | 10 | [17 empty] | 0 | 0
1 | 26 | 11 | [17 empty] | 0 | 0
1 | 26 | 12 | [17 empty] | 0 | 0
1 | 26 | 13 | [17 empty] | 0 | 0
1 | 26 | 14 | [17 empty] | 0 | 0
1 | 26 | 15 | [17 empty] | 0 | 0
1 | 26 | 16 | [17 empty] | 0 | 0
1 | 26 | 17 | [17 empty] | 0 | 0
1 | 26 | 18 | [17 empty] | 0 | 0
1 | 26 | 19 | [17 empty] | 0 | 0
1 | 26 | 20 | [17 empty] | 0 | 0
1 | 26 | 21 | [17 empty] | 0 | 0
1 | 26 | 22 | [17 empty] | 0 | 0
1 | 26 | 23 | [17 empty] | 0 | 0
1 | 26 | 24 | [17 empty] | 0 | 0
1 | 27 | 1 | [17 empty] | 0 | 0
1 | 27 | 2 | [17 empty] | 0 | 0
1 | 27 | 3 | [17 empty] | 0 | 0
1 | 27 | 4 | [17 empty] | 0 | 0
1 | 27 | 5 | [17 empty] | 0 | 0
1 | 27 | 6 | [17 empty] | 0 | 0
1 | 27 | 7 | [17 empty] | 0 | 0
1 | 27 | 8 | [17 empty] | 0 | 0
1 | 27 | 9 | [17 empty] | 0 | 0
1 | 27 | 10 | [17 empty] | 0 | 0
1 | 27 | 11 | [17 empty] | 0 | 0
1 | 27 | 12 | [17 empty] | 0 | 0
1 | 27 | 13 | [17 empty] | 0 | 0
1 | 27 | 14 | [17 empty] | 0 | 0
1 | 27 | 15 | [17 empty] | 0 | 0
1 | 27 | 16 | [17 empty] | 0 | 0
1 | 27 | 17 | [17 empty] | 0 | 0
1 | 27 | 18 | [17 empty] | 0 | 0
1 | 27 | 19 | [17 empty] | 0 | 0
1 | 27 | 20 | [17 empty] | 0 | 0
1 | 27 | 21 | [17 empty] | 0 | 0
1 | 27 | 22 | [17 empty] | 0 | 0
1 | 27 | 23 | [17 empty] | 0 | 0
1 | 27 | 24 | [17 empty] | 0 | 0
1 | 28 | 1 | [17 empty] | 0 | 0
1 | 28 | 2 | [17 empty] | 0 | 0
1 | 28 | 3 | [17 empty] | 0 | 0
1 | 28 | 4 | [17 empty] | 0 | 0
1 | 28 | 5 | [17 empty] | 0 | 0
1 | 28 | 6 | [17 empty] | 0 | 0
1 | 28 | 7 | [17 empty] | 0 | 0
1 | 28 | 8 | [17 empty] | 0 | 0
1 | 28 | 9 | [17 empty] | 0 | 0
1 | 28 | 10 | [17 empty] | 0 | 0
1 | 28 | 11 | [17 empty] | 0 | 0
1 | 28 | 12 | [17 empty] | 0 | 0
1 | 28 | 13 | [17 empty] | 0 | 0
1 | 28 | 14 | [17 empty] | 0 | 0
1 | 28 | 15 | [17 empty] | 0 | 0
1 | 28 | 16 | [17 empty] | 0 | 0
1 | 28 | 17 | [17 empty] | 0 | 0
1 | 28 | 18 | [17 empty] | 0 | 0
1 | 28 | 19 | [17 empty] | 0 | 0
1 | 28 | 20 | [17 empty] | 0 | 0
1 | 28 | 21 | [17 empty] | 0 | 0
1 | 28 | 22 | [17 empty] | 0 | 0
1 | 28 | 23 | [17 empty] | 0 | 0
1 | 28 | 24 | [17 empty] | 0 | 0
1 | 29 | 1 | [17 empty] | 0 | 0
1 | 29 | 2 | [17 empty] | 0 | 0
1 | 29 | 3 | [17 empty] | 0 | 0
1 | 29 | 4 | [17 empty] | 0 | 0
1 | 29 | 5 | [17 empty] | 0 | 0
1 | 29 | 6 | [17 empty] | 0 | 0
1 | 29 | 7 | [17 empty] | 0 | 0
1 | 29 | 8 | [17 empty] | 0 | 0
1 | 29 | 9 | [17 empty] | 0 | 0
1 | 29 | 10 | [17 empty] | 0 | 0
1 | 29 | 11 | [17 empty] | 0 | 0
1 | 29 | 12 | [17 empty] | 0 | 0
1 | 29 | 13 | [17 empty] | 0 | 0
1 | 29 | 14 | [17 empty] | 0 | 0
1 | 29 | 15 | [17 empty] | 0 | 0
1 | 29 | 16 | [17 empty] | 0 | 0
1 | 29 | 17 | [17 empty] | 0 | 0
1 | 29 | 18 | [17 empty] | 0 | 0
1 | 29 | 19 | [17 empty] | 0 | 0
1 | 29 | 20 | [17 empty] | 0 | 0
1 | 29 | 21 | [17 empty] | 0 | 0
1 | 29 | 22 | [17 empty] | 0 | 0
1 | 29 | 23 | [17 empty] | 0 | 0
1 | 29 | 24 | [17 empty] | 0 | 0
1 | 30 | 1 | [17 empty] | 0 | 0
1 | 30 | 2 | [17 empty] | 0 | 0
1 | 30 | 3 | [17 empty] | 0 | 0
1 | 30 | 4 | [17 empty] | 0 | 0
1 | 30 | 5 | [17 empty] | 0 | 0
1 | 30 | 6 | [17 empty] | 0 | 0
1 | 30 | 7 | [17 empty] | 0 | 0
1 | 30 | 8 | [17 empty] | 0 | 0
1 | 30 | 9 | [17 empty] | 0 | 0
1 | 30 | 10 | [17 empty] | 0 | 0
1 | 30 | 11 | [17 empty] | 0 | 0
1 | 30 | 12 | [17 empty] | 0 | 0
1 | 30 | 13 | [17 empty] | 0 | 0
1 | 30 | 14 | [17 empty] | 0 | 0
1 | 30 | 15 | [17 empty] | 0 | 0
1 | 30 | 16 | [17 empty] | 0 | 0
1 | 30 | 17 | [17 empty] | 0 | 0
1 | 30 | 18 | [17 empty] | 0 | 0
1 | 30 | 19 | [17 empty] | 0 | 0
1 | 30 | 20 | [17 empty] | 0 | 0
1 | 30 | 21 | [17 empty] | 0 | 0
1 | 30 | 22 | [17 empty] | 0 | 0
1 | 30 | 23 | [17 empty] | 0 | 0
1 | 30 | 24 | [17 empty] | 0 | 0
1 | 31 | 1 | [17 empty] | 0 | 0
1 | 31 | 2 | [17 empty] | 0 | 0
1 | 31 | 3 | [17 empty] | 0 | 0
1 | 31 | 4 | [17 empty] | 0 | 0
1 | 31 | 5 | [17 empty] | 0 | 0
1 | 31 | 6 | [17 empty] | 0 | 0
1 | 31 | 7 | [17 empty] | 0 | 0
1 | 31 | 8 | [17 empty] | 0 | 0
1 | 31 | 9 | [17 empty] | 0 | 0
1 | 31 | 10 | [17 empty] | 0 | 0
1 | 31 | 11 | [17 empty] | 0 | 0
1 | 31 | 12 | [17 empty] | 0 | 0
1 | 31 | 13 | [17 empty] | 0 | 0
1 | 31 | 14 | [17 empty] | 0 | 0
1 | 31 | 15 | [17 empty] | 0 | 0
1 | 31 | 16 | [17 empty] | 0 | 0
1 | 31 | 17 | [17 empty] | 0 | 0
1 | 31 | 18 | [17 empty] | 0 | 0
1 | 31 | 19 | [17 empty] | 0 | 0
1 | 31 | 20 | [17 empty] | 0 | 0
1 | 31 | 21 | [17 empty] | 0 | 0
1 | 31 | 22 | [17 empty] | 0 | 0
1 | 31 | 23 | [17 empty] | 0 | 0
1 | 31 | 24 | [17 empty] | 0 | 0
2 | 1 | 1 | [17 empty] | 0 | 0
2 | 1 | 2 | [17 empty] | 0 | 0
2 | 1 | 3 | [17 empty] | 0 | 0
2 | 1 | 4 | [17 empty] | 0 | 0
2 | 1 | 5 | [17 empty] | 0 | 0
2 | 1 | 6 | [17 empty] | 0 | 0
2 | 1 | 7 | [17 empty] | 0 | 0
2 | 1 | 8 | [17 empty] | 0 | 0
2 | 1 | 9 | [17 empty] | 0 | 0
2 | 1 | 10 | [17 empty] | 0 | 0
2 | 1 | 11 | [17 empty] | 0 | 0
2 | 1 | 12 | [17 empty] | 0 | 0
2 | 1 | 13 | [17 empty] | 0 | 0
2 | 1 | 14 | [17 empty] | 0 | 0
2 | 1 | 15 | [17 empty] | 0 | 0
2 | 1 | 16 | [17 empty] | 0 | 0
2 | 1 | 17 | [17 empty] | 0 | 0
2 | 1 | 18 | [17 empty] | 0 | 0
2 | 1 | 19 | [17 empty] | 0 | 0
2 | 1 | 20 | [17 empty] | 0 | 0
2 | 1 | 21 | [17 empty] | 0 | 0
2 | 1 | 22 | [17 empty] | 0 | 0
2 | 1 | 23 | [17 empty] | 0 | 0
2 | 1 | 24 | [17 empty] | 0 | 0
2 | 2 | 1 | [17 empty] | 0 | 0
2 | 2 | 2 | [17 empty] | 0 | 0
2 | 2 | 3 | [17 empty] | 0 | 0
2 | 2 | 4 | [17 empty] | 0 | 0
2 | 2 | 5 | [17 empty] | 0 | 0
2 | 2 | 6 | [17 empty] | 0 | 0
2 | 2 | 7 | [17 empty] | 0 | 0
2 | 2 | 8 | [17 empty] | 0 | 0
2 | 2 | 9 | [17 empty] | 0 | 0
2 | 2 | 10 | [17 empty] | 0 | 0
2 | 2 | 11 | [17 empty] | 0 | 0
2 | 2 | 12 | [17 empty] | 0 | 0
2 | 2 | 13 | [17 empty] | 0 | 0
2 | 2 | 14 | [17 empty] | 0 | 0
2 | 2 | 15 | [17 empty] | 0 | 0
2 | 2 | 16 | [17 empty] | 0 | 0
2 | 2 | 17 | [17 empty] | 0 | 0
2 | 2 | 18 | [17 empty] | 0 | 0
2 | 2 | 19 | [17 empty] | 0 | 0
2 | 2 | 20 | [17 empty] | 0 | 0
2 | 2 | 21 | [17 empty] | 0 | 0
2 | 2 | 22 | [17 empty] | 0 | 0
2 | 2 | 23 | [17 empty] | 0 | 0
2 | 2 | 24 | [17 empty] | 0 | 0
2 | 3 | 1 | [17 empty] | 0 | 0
2 | 3 | 2 | [17 empty] | 0 | 0
2 | 3 | 3 | [17 empty] | 0 | 0
2 | 3 | 4 | [17 empty] | 0 | 0
2 | 3 | 5 | [17 empty] | 0 | 0
2 | 3 | 6 | [17 empty] | 0 | 0
2 | 3 | 7 | [17 empty] | 0 | 0
2 | 3 | 8 | [17 empty] | 0 | 0
2 | 3 | 9 | [17 empty] | 0 | 0
2 | 3 | 10 | [17 empty] | 0 | 0
2 | 3 | 11 | [17 empty] | 0 | 0
2 | 3 | 12 | [17 empty] | 0 | 0
2 | 3 | 13 | [17 empty] | 0 | 0
2 | 3 | 14 | [17 empty] | 0 | 0
2 | 3 | 15 | [17 empty] | 0 | 0
2 | 3 | 16 | [17 empty] | 0 | 0
2 | 3 | 17 | [17 empty] | 0 | 0
2 | 3 | 18 | [17 empty] | 0 | 0
2 | 3 | 19 | [17 empty] | 0 | 0
2 | 3 | 20 | [17 empty] | 0 | 0
2 | 3 | 21 | [17 empty] | 0 | 0
2 | 3 | 22 | [17 empty] | 0 | 0
2 | 3 | 23 | [17 empty] | 0 | 0
2 | 3 | 24 | [17 empty] | 0 | 0
2 | 4 | 1 | [17 empty] | 0 | 0
2 | 4 | 2 | [17 empty] | 0 | 0
2 | 4 | 3 | [17 empty] | 0 | 0
2 | 4 | 4 | [17 empty] | 0 | 0
2 | 4 | 5 | [17 empty] | 0 | 0
2 | 4 | 6 | [17 empty] | 0 | 0
2 | 4 | 7 | [17 empty] | 0 | 0
2 | 4 | 8 | [17 empty] | 0 | 0
2 | 4 | 9 | [17 empty] | 0 | 0
2 | 4 | 10 | [17 empty] | 0 | 0
2 | 4 | 11 | [17 empty] | 0 | 0
2 | 4 | 12 | [17 empty] | 0 | 0
2 | 4 | 13 | [17 empty] | 0 | 0
2 | 4 | 14 | [17 empty] | 0 | 0
2 | 4 | 15 | [17 empty] | 0 | 0
2 | 4 | 16 | [17 empty] | 0 | 0
2 | 4 | 17 | [17 empty] | 0 | 0
2 | 4 | 18 | [17 empty] | 0 | 0
2 | 4 | 19 | [17 empty] | 0 | 0
2 | 4 | 20 | [17 empty] | 0 | 0
2 | 4 | 21 | [17 empty] | 0 | 0
2 | 4 | 22 | [17 empty] | 0 | 0
2 | 4 | 23 | [17 empty] | 0 | 0
2 | 4 | 24 | [17 empty] | 0 | 0
2 | 5 | 1 | [17 empty] | 0 | 0
2 | 5 | 2 | [17 empty] | 0 | 0
2 | 5 | 3 | [17 empty] | 0 | 0
2 | 5 | 4 | [17 empty] | 0 | 0
2 | 5 | 5 | [17 empty] | 0 | 0
2 | 5 | 6 | [17 empty] | 0 | 0
2 | 5 | 7 | [17 empty] | 0 | 0
2 | 5 | 8 | [17 empty] | 0 | 0
2 | 5 | 9 | [17 empty] | 0 | 0
2 | 5 | 10 | [17 empty] | 0 | 0
2 | 5 | 11 | [17 empty] | 0 | 0
2 | 5 | 12 | [17 empty] | 0 | 0
2 | 5 | 13 | [17 empty] | 0 | 0
2 | 5 | 14 | [17 empty] | 0 | 0
2 | 5 | 15 | [17 empty] | 0 | 0
2 | 5 | 16 | [17 empty] | 0 | 0
2 | 5 | 17 | [17 empty] | 0 | 0
2 | 5 | 18 | [17 empty] | 0 | 0
2 | 5 | 19 | [17 empty] | 0 | 0
2 | 5 | 20 | [17 empty] | 0 | 0
2 | 5 | 21 | [17 empty] | 0 | 0
2 | 5 | 22 | [17 empty] | 0 | 0
2 | 5 | 23 | [17 empty] | 0 | 0
2 | 5 | 24 | [17 empty] | 0 | 0
2 | 6 | 1 | [17 empty] | 0 | 0
2 | 6 | 2 | [17 empty] | 0 | 0
2 | 6 | 3 | [17 empty] | 0 | 0
2 | 6 | 4 | [17 empty] | 0 | 0
2 | 6 | 5 | [17 empty] | 0 | 0
2 | 6 | 6 | [17 empty] | 0 | 0
2 | 6 | 7 | [17 empty] | 0 | 0
2 | 6 | 8 | [17 empty] | 0 | 0
2 | 6 | 9 | [17 empty] | 0 | 0
2 | 6 | 10 | [17 empty] | 0 | 0
2 | 6 | 11 | [17 empty] | 0 | 0
2 | 6 | 12 | [17 empty] | 0 | 0
2 | 6 | 13 | [17 empty] | 0 | 0
2 | 6 | 14 | [17 empty] | 0 | 0
2 | 6 | 15 | [17 empty] | 0 | 0
2 | 6 | 16 | [17 empty] | 0 | 0
2 | 6 | 17 | [17 empty] | 0 | 0
2 | 6 | 18 | [17 empty] | 0 | 0
2 | 6 | 19 | [17 empty] | 0 | 0
2 | 6 | 20 | [17 empty] | 0 | 0
2 | 6 | 21 | [17 empty] | 0 | 0
2 | 6 | 22 | [17 empty] | 0 | 0
2 | 6 | 23 | [17 empty] | 0 | 0
2 | 6 | 24 | [17 empty] | 0 | 0
2 | 7 | 1 | [17 empty] | 0 | 0
2 | 7 | 2 | [17 empty] | 0 | 0
2 | 7 | 3 | [17 empty] | 0 | 0
2 | 7 | 4 | [17 empty] | 0 | 0
2 | 7 | 5 | [17 empty] | 0 | 0
2 | 7 | 6 | [17 empty] | 0 | 0
2 | 7 | 7 | [17 empty] | 0 | 0
2 | 7 | 8 | [17 empty] | 0 | 0
2 | 7 | 9 | [17 empty] | 0 | 0
2 | 7 | 10 | [17 empty] | 0 | 0
2 | 7 | 11 | [17 empty] | 0 | 0
2 | 7 | 12 | [17 empty] | 0 | 0
2 | 7 | 13 | [17 empty] | 0 | 0
2 | 7 | 14 | [17 empty] | 0 | 0
2 | 7 | 15 | [17 empty] | 0 | 0
2 | 7 | 16 | [17 empty] | 0 | 0
2 | 7 | 17 | [17 empty] | 0 | 0
2 | 7 | 18 | [17 empty] | 0 | 0
2 | 7 | 19 | [17 empty] | 0 | 0
2 | 7 | 20 | [17 empty] | 0 | 0
2 | 7 | 21 | [17 empty] | 0 | 0
2 | 7 | 22 | [17 empty] | 0 | 0
2 | 7 | 23 | [17 empty] | 0 | 0
2 | 7 | 24 | [17 empty] | 0 | 0
2 | 8 | 1 | [17 empty] | 0 | 0
2 | 8 | 2 | [17 empty] | 0 | 0
2 | 8 | 3 | [17 empty] | 0 | 0
2 | 8 | 4 | [17 empty] | 0 | 0
2 | 8 | 5 | [17 empty] | 0 | 0
2 | 8 | 6 | [17 empty] | 0 | 0
2 | 8 | 7 | [17 empty] | 0 | 0
2 | 8 | 8 | [17 empty] | 0 | 0
2 | 8 | 9 | [17 empty] | 0 | 0
2 | 8 | 10 | [17 empty] | 0 | 0
2 | 8 | 11 | [17 empty] | 0 | 0
2 | 8 | 12 | [17 empty] | 0 | 0
2 | 8 | 13 | [17 empty] | 0 | 0
2 | 8 | 14 | [17 empty] | 0 | 0
2 | 8 | 15 | [17 empty] | 0 | 0
2 | 8 | 16 | [17 empty] | 0 | 0
2 | 8 | 17 | [17 empty] | 0 | 0
2 | 8 | 18 | [17 empty] | 0 | 0
2 | 8 | 19 | [17 empty] | 0 | 0
2 | 8 | 20 | [17 empty] | 0 | 0
2 | 8 | 21 | [17 empty] | 0 | 0
2 | 8 | 22 | [17 empty] | 0 | 0
2 | 8 | 23 | [17 empty] | 0 | 0
2 | 8 | 24 | [17 empty] | 0 | 0
2 | 9 | 1 | [17 empty] | 0 | 0
2 | 9 | 2 | [17 empty] | 0 | 0
2 | 9 | 3 | [17 empty] | 0 | 0
2 | 9 | 4 | [17 empty] | 0 | 0
2 | 9 | 5 | [17 empty] | 0 | 0
2 | 9 | 6 | [17 empty] | 0 | 0
2 | 9 | 7 | [17 empty] | 0 | 0
2 | 9 | 8 | [17 empty] | 0 | 0
2 | 9 | 9 | [17 empty] | 0 | 0
2 | 9 | 10 | [17 empty] | 0 | 0
2 | 9 | 11 | [17 empty] | 0 | 0
2 | 9 | 12 | [17 empty] | 0 | 0
2 | 9 | 13 | [17 empty] | 0 | 0
2 | 9 | 14 | [17 empty] | 0 | 0
2 | 9 | 15 | [17 empty] | 0 | 0
2 | 9 | 16 | [17 empty] | 0 | 0
2 | 9 | 17 | [17 empty] | 0 | 0
2 | 9 | 18 | [17 empty] | 0 | 0
2 | 9 | 19 | [17 empty] | 0 | 0
2 | 9 | 20 | [17 empty] | 0 | 0
2 | 9 | 21 | [17 empty] | 0 | 0
2 | 9 | 22 | [17 empty] | 0 | 0
2 | 9 | 23 | [17 empty] | 0 | 0
2 | 9 | 24 | [17 empty] | 0 | 0
2 | 10 | 1 | [17 empty] | 0 | 0
2 | 10 | 2 | [17 empty] | 0 | 0
2 | 10 | 3 | [17 empty] | 0 | 0
2 | 10 | 4 | [17 empty] | 0 | 0
2 | 10 | 5 | [17 empty] | 0 | 0
2 | 10 | 6 | [17 empty] | 0 | 0
2 | 10 | 7 | [17 empty] | 0 | 0
2 | 10 | 8 | [17 empty] | 0 | 0
2 | 10 | 9 | [17 empty] | 0 | 0
2 | 10 | 10 | [17 empty] | 0 | 0
2 | 10 | 11 | [17 empty] | 0 | 0
2 | 10 | 12 | [17 empty] | 0 | 0
2 | 10 | 13 | [17 empty] | 0 | 0
2 | 10 | 14 | [17 empty] | 0 | 0
2 | 10 | 15 | [17 empty] | 0 | 0
2 | 10 | 16 | [17 empty] | 0 | 0
2 | 10 | 17 | [17 empty] | 0 | 0
2 | 10 | 18 | [17 empty] | 0 | 0
2 | 10 | 19 | [17 empty] | 0 | 0
2 | 10 | 20 | [17 empty] | 0 | 0
2 | 10 | 21 | [17 empty] | 0 | 0
2 | 10 | 22 | [17 empty] | 0 | 0
2 | 10 | 23 | [17 empty] | 0 | 0
2 | 10 | 24 | [17 empty] | 0 | 0
2 | 11 | 1 | [17 empty] | 0 | 0
2 | 11 | 2 | [17 empty] | 0 | 0
2 | 11 | 3 | [17 empty] | 0 | 0
2 | 11 | 4 | [17 empty] | 0 | 0
2 | 11 | 5 | [17 empty] | 0 | 0
2 | 11 | 6 | [17 empty] | 0 | 0
2 | 11 | 7 | [17 empty] | 0 | 0
2 | 11 | 8 | [17 empty] | 0 | 0
2 | 11 | 9 | [17 empty] | 0 | 0
2 | 11 | 10 | [17 empty] | 0 | 0
2 | 11 | 11 | [17 empty] | 0 | 0
2 | 11 | 12 | [17 empty] | 0 | 0
2 | 11 | 13 | [17 empty] | 0 | 0
2 | 11 | 14 | [17 empty] | 0 | 0
2 | 11 | 15 | [17 empty] | 0 | 0
2 | 11 | 16 | [17 empty] | 0 | 0
2 | 11 | 17 | [17 empty] | 0 | 0
2 | 11 | 18 | [17 empty] | 0 | 0
2 | 11 | 19 | [17 empty] | 0 | 0
2 | 11 | 20 | [17 empty] | 0 | 0
2 | 11 | 21 | [17 empty] | 0 | 0
2 | 11 | 22 | [17 empty] | 0 | 0
2 | 11 | 23 | [17 empty] | 0 | 0
2 | 11 | 24 | [17 empty] | 0 | 0
2 | 12 | 1 | [17 empty] | 0 | 0
2 | 12 | 2 | [17 empty] | 0 | 0
2 | 12 | 3 | [17 empty] | 0 | 0
2 | 12 | 4 | [17 empty] | 0 | 0
2 | 12 | 5 | [17 empty] | 0 | 0
2 | 12 | 6 | [17 empty] | 0 | 0
2 | 12 | 7 | [17 empty] | 0 | 0
2 | 12 | 8 | [17 empty] | 0 | 0
2 | 12 | 9 | [17 empty] | 0 | 0
2 | 12 | 10 | [17 empty] | 0 | 0
2 | 12 | 11 | [17 empty] | 0 | 0
2 | 12 | 12 | [17 empty] | 0 | 0
2 | 12 | 13 | [17 empty] | 0 | 0
2 | 12 | 14 | [17 empty] | 0 | 0
2 | 12 | 15 | [17 empty] | 0 | 0
2 | 12 | 16 | [17 empty] | 0 | 0
2 | 12 | 17 | [17 empty] | 0 | 0
2 | 12 | 18 | [17 empty] | 0 | 0
2 | 12 | 19 | [17 empty] | 0 | 0
2 | 12 | 20 | [17 empty] | 0 | 0
2 | 12 | 21 | [17 empty] | 0 | 0
2 | 12 | 22 | [17 empty] | 0 | 0
2 | 12 | 23 | [17 empty] | 0 | 0
2 | 12 | 24 | [17 empty] | 0 | 0
2 | 13 | 1 | [17 empty] | 0 | 0
2 | 13 | 2 | [17 empty] | 0 | 0
2 | 13 | 3 | [17 empty] | 0 | 0
2 | 13 | 4 | [17 empty] | 0 | 0
2 | 13 | 5 | [17 empty] | 0 | 0
2 | 13 | 6 | [17 empty] | 0 | 0
2 | 13 | 7 | [17 empty] | 0 | 0
2 | 13 | 8 | [17 empty] | 0 | 0
2 | 13 | 9 | [17 empty] | 0 | 0
2 | 13 | 10 | [17 empty] | 0 | 0
2 | 13 | 11 | [17 empty] | 0 | 0
2 | 13 | 12 | [17 empty] | 0 | 0
2 | 13 | 13 | [17 empty] | 0 | 0
2 | 13 | 14 | [17 empty] | 0 | 0
2 | 13 | 15 | [17 empty] | 0 | 0
2 | 13 | 16 | [17 empty] | 0 | 0
2 | 13 | 17 | [17 empty] | 0 | 0
2 | 13 | 18 | [17 empty] | 0 | 0
2 | 13 | 19 | [17 empty] | 0 | 0
2 | 13 | 20 | [17 empty] | 0 | 0
2 | 13 | 21 | [17 empty] | 0 | 0
2 | 13 | 22 | [17 empty] | 0 | 0
2 | 13 | 23 | [17 empty] | 0 | 0
2 | 13 | 24 | [17 empty] | 0 | 0
2 | 14 | 1 | [17 empty] | 0 | 0
2 | 14 | 2 | [17 empty] | 0 | 0
2 | 14 | 3 | [17 empty] | 0 | 0
2 | 14 | 4 | [17 empty] | 0 | 0
2 | 14 | 5 | [17 empty] | 0 | 0
2 | 14 | 6 | [17 empty] | 0 | 0
2 | 14 | 7 | [17 empty] | 0 | 0
2 | 14 | 8 | [17 empty] | 0 | 0
2 | 14 | 9 | [17 empty] | 0 | 0
2 | 14 | 10 | [17 empty] | 0 | 0
2 | 14 | 11 | [17 empty] | 0 | 0
2 | 14 | 12 | [17 empty] | 0 | 0
2 | 14 | 13 | [17 empty] | 0 | 0
2 | 14 | 14 | [17 empty] | 0 | 0
2 | 14 | 15 | [17 empty] | 0 | 0
2 | 14 | 16 | [17 empty] | 0 | 0
2 | 14 | 17 | [17 empty] | 0 | 0
2 | 14 | 18 | [17 empty] | 0 | 0
2 | 14 | 19 | [17 empty] | 0 | 0
2 | 14 | 20 | [17 empty] | 0 | 0
2 | 14 | 21 | [17 empty] | 0 | 0
2 | 14 | 22 | [17 empty] | 0 | 0
2 | 14 | 23 | [17 empty] | 0 | 0
2 | 14 | 24 | [17 empty] | 0 | 0
2 | 15 | 1 | [17 empty] | 0 | 0
2 | 15 | 2 | [17 empty] | 0 | 0
2 | 15 | 3 | [17 empty] | 0 | 0
2 | 15 | 4 | [17 empty] | 0 | 0
2 | 15 | 5 | [17 empty] | 0 | 0
2 | 15 | 6 | [17 empty] | 0 | 0
2 | 15 | 7 | [17 empty] | 0 | 0
2 | 15 | 8 | [17 empty] | 0 | 0
2 | 15 | 9 | [17 empty] | 0 | 0
2 | 15 | 10 | [17 empty] | 0 | 0
2 | 15 | 11 | [17 empty] | 0 | 0
2 | 15 | 12 | [17 empty] | 0 | 0
2 | 15 | 13 | [17 empty] | 0 | 0
2 | 15 | 14 | [17 empty] | 0 | 0
2 | 15 | 15 | [17 empty] | 0 | 0
2 | 15 | 16 | [17 empty] | 0 | 0
2 | 15 | 17 | [17 empty] | 0 | 0
2 | 15 | 18 | [17 empty] | 0 | 0
2 | 15 | 19 | [17 empty] | 0 | 0
2 | 15 | 20 | [17 empty] | 0 | 0
2 | 15 | 21 | [17 empty] | 0 | 0
2 | 15 | 22 | [17 empty] | 0 | 0
2 | 15 | 23 | [17 empty] | 0 | 0
2 | 15 | 24 | [17 empty] | 0 | 0
2 | 16 | 1 | [17 empty] | 0 | 0
2 | 16 | 2 | [17 empty] | 0 | 0
2 | 16 | 3 | [17 empty] | 0 | 0
2 | 16 | 4 | [17 empty] | 0 | 0
2 | 16 | 5 | [17 empty] | 0 | 0
2 | 16 | 6 | [17 empty] | 0 | 0
2 | 16 | 7 | [17 empty] | 0 | 0
2 | 16 | 8 | [17 empty] | 0 | 0
2 | 16 | 9 | [17 empty] | 0 | 0
2 | 16 | 10 | [17 empty] | 0 | 0
2 | 16 | 11 | [17 empty] | 0 | 0
2 | 16 | 12 | [17 empty] | 0 | 0
2 | 16 | 13 | [17 empty] | 0 | 0
2 | 16 | 14 | [17 empty] | 0 | 0
2 | 16 | 15 | [17 empty] | 0 | 0
2 | 16 | 16 | [17 empty] | 0 | 0
2 | 16 | 17 | [17 empty] | 0 | 0
2 | 16 | 18 | [17 empty] | 0 | 0
2 | 16 | 19 | [17 empty] | 0 | 0
2 | 16 | 20 | [17 empty] | 0 | 0
2 | 16 | 21 | [17 empty] | 0 | 0
2 | 16 | 22 | [17 empty] | 0 | 0
2 | 16 | 23 | [17 empty] | 0 | 0
2 | 16 | 24 | [17 empty] | 0 | 0
2 | 17 | 1 | [17 empty] | 0 | 0
2 | 17 | 2 | [17 empty] | 0 | 0
2 | 17 | 3 | [17 empty] | 0 | 0
2 | 17 | 4 | [17 empty] | 0 | 0
2 | 17 | 5 | [17 empty] | 0 | 0
2 | 17 | 6 | [17 empty] | 0 | 0
2 | 17 | 7 | [17 empty] | 0 | 0
2 | 17 | 8 | [17 empty] | 0 | 0
2 | 17 | 9 | [17 empty] | 0 | 0
2 | 17 | 10 | [17 empty] | 0 | 0
2 | 17 | 11 | [17 empty] | 0 | 0
2 | 17 | 12 | [17 empty] | 0 | 0
2 | 17 | 13 | [17 empty] | 0 | 0
2 | 17 | 14 | [17 empty] | 0 | 0
2 | 17 | 15 | [17 empty] | 0 | 0
2 | 17 | 16 | [17 empty] | 0 | 0
2 | 17 | 17 | [17 empty] | 0 | 0
2 | 17 | 18 | [17 empty] | 0 | 0
2 | 17 | 19 | [17 empty] | 0 | 0
2 | 17 | 20 | [17 empty] | 0 | 0
2 | 17 | 21 | [17 empty] | 0 | 0
2 | 17 | 22 | [17 empty] | 0 | 0
2 | 17 | 23 | [17 empty] | 0 | 0
2 | 17 | 24 | [17 empty] | 0 | 0
2 | 18 | 1 | [17 empty] | 0 | 0
2 | 18 | 2 | [17 empty] | 0 | 0
2 | 18 | 3 | [17 empty] | 0 | 0
2 | 18 | 4 | [17 empty] | 0 | 0
2 | 18 | 5 | [17 empty] | 0 | 0
2 | 18 | 6 | [17 empty] | 0 | 0
2 | 18 | 7 | [17 empty] | 0 | 0
2 | 18 | 8 | [17 empty] | 0 | 0
2 | 18 | 9 | [17 empty] | 0 | 0
2 | 18 | 10 | [17 empty] | 0 | 0
2 | 18 | 11 | [17 empty] | 0 | 0
2 | 18 | 12 | [17 empty] | 0 | 0
2 | 18 | 13 | [17 empty] | 0 | 0
2 | 18 | 14 | [17 empty] | 0 | 0
2 | 18 | 15 | [17 empty] | 0 | 0
2 | 18 | 16 | [17 empty] | 0 | 0
2 | 18 | 17 | [17 empty] | 0 | 0
2 | 18 | 18 | [17 empty] | 0 | 0
2 | 18 | 19 | [17 empty] | 0 | 0
2 | 18 | 20 | [17 empty] | 0 | 0
2 | 18 | 21 | [17 empty] | 0 | 0
2 | 18 | 22 | [17 empty] | 0 | 0
2 | 18 | 23 | [17 empty] | 0 | 0
2 | 18 | 24 | [17 empty] | 0 | 0
2 | 19 | 1 | [17 empty] | 0 | 0
2 | 19 | 2 | [17 empty] | 0 | 0
2 | 19 | 3 | [17 empty] | 0 | 0
2 | 19 | 4 | [17 empty] | 0 | 0
2 | 19 | 5 | [17 empty] | 0 | 0
2 | 19 | 6 | [17 empty] | 0 | 0
2 | 19 | 7 | [17 empty] | 0 | 0
2 | 19 | 8 | [17 empty] | 0 | 0
2 | 19 | 9 | [17 empty] | 0 | 0
2 | 19 | 10 | [17 empty] | 0 | 0
2 | 19 | 11 | [17 empty] | 0 | 0
2 | 19 | 12 | [17 empty] | 0 | 0
2 | 19 | 13 | [17 empty] | 0 | 0
2 | 19 | 14 | [17 empty] | 0 | 0
2 | 19 | 15 | [17 empty] | 0 | 0
2 | 19 | 16 | [17 empty] | 0 | 0
2 | 19 | 17 | [17 empty] | 0 | 0
2 | 19 | 18 | [17 empty] | 0 | 0
2 | 19 | 19 | [17 empty] | 0 | 0
2 | 19 | 20 | [17 empty] | 0 | 0
2 | 19 | 21 | [17 empty] | 0 | 0
2 | 19 | 22 | [17 empty] | 0 | 0
2 | 19 | 23 | [17 empty] | 0 | 0
2 | 19 | 24 | [17 empty] | 0 | 0
2 | 20 | 1 | [17 empty] | 0 | 0
2 | 20 | 2 | [17 empty] | 0 | 0
2 | 20 | 3 | [17 empty] | 0 | 0
2 | 20 | 4 | [17 empty] | 0 | 0
2 | 20 | 5 | [17 empty] | 0 | 0
2 | 20 | 6 | [17 empty] | 0 | 0
2 | 20 | 7 | [17 empty] | 0 | 0
2 | 20 | 8 | [17 empty] | 0 | 0
2 | 20 | 9 | [17 empty] | 0 | 0
2 | 20 | 10 | [17 empty] | 0 | 0
2 | 20 | 11 | [17 empty] | 0 | 0
2 | 20 | 12 | [17 empty] | 0 | 0
2 | 20 | 13 | [17 empty] | 0 | 0
2 | 20 | 14 | [17 empty] | 0 | 0
2 | 20 | 15 | [17 empty] | 0 | 0
2 | 20 | 16 | [17 empty] | 0 | 0
2 | 20 | 17 | [17 empty] | 0 | 0
2 | 20 | 18 | [17 empty] | 0 | 0
2 | 20 | 19 | [17 empty] | 0 | 0
2 | 20 | 20 | [17 empty] | 0 | 0
2 | 20 | 21 | [17 empty] | 0 | 0
2 | 20 | 22 | [17 empty] | 0 | 0
2 | 20 | 23 | [17 empty] | 0 | 0
2 | 20 | 24 | [17 empty] | 0 | 0
2 | 21 | 1 | [17 empty] | 0 | 0
2 | 21 | 2 | [17 empty] | 0 | 0
2 | 21 | 3 | [17 empty] | 0 | 0
2 | 21 | 4 | [17 empty] | 0 | 0
2 | 21 | 5 | [17 empty] | 0 | 0
2 | 21 | 6 | [17 empty] | 0 | 0
2 | 21 | 7 | [17 empty] | 0 | 0
2 | 21 | 8 | [17 empty] | 0 | 0
2 | 21 | 9 | [17 empty] | 0 | 0
2 | 21 | 10 | [17 empty] | 0 | 0
2 | 21 | 11 | [17 empty] | 0 | 0
2 | 21 | 12 | [17 empty] | 0 | 0
2 | 21 | 13 | [17 empty] | 0 | 0
2 | 21 | 14 | [17 empty] | 0 | 0
2 | 21 | 15 | [17 empty] | 0 | 0
2 | 21 | 16 | [17 empty] | 0 | 0
2 | 21 | 17 | [17 empty] | 0 | 0
2 | 21 | 18 | [17 empty] | 0 | 0
2 | 21 | 19 | [17 empty] | 0 | 0
2 | 21 | 20 | [17 empty] | 0 | 0
2 | 21 | 21 | [17 empty] | 0 | 0
2 | 21 | 22 | [17 empty] | 0 | 0
2 | 21 | 23 | [17 empty] | 0 | 0
2 | 21 | 24 | [17 empty] | 0 | 0
2 | 22 | 1 | [17 empty] | 0 | 0
2 | 22 | 2 | [17 empty] | 0 | 0
2 | 22 | 3 | [17 empty] | 0 | 0
2 | 22 | 4 | [17 empty] | 0 | 0
2 | 22 | 5 | [17 empty] | 0 | 0
2 | 22 | 6 | [17 empty] | 0 | 0
2 | 22 | 7 | [17 empty] | 0 | 0
2 | 22 | 8 | [17 empty] | 0 | 0
2 | 22 | 9 | [17 empty] | 0 | 0
2 | 22 | 10 | [17 empty] | 0 | 0
2 | 22 | 11 | [17 empty] | 0 | 0
2 | 22 | 12 | [17 empty] | 0 | 0
2 | 22 | 13 | [17 empty] | 0 | 0
2 | 22 | 14 | [17 empty] | 0 | 0
2 | 22 | 15 | [17 empty] | 0 | 0
2 | 22 | 16 | [17 empty] | 0 | 0
2 | 22 | 17 | [17 empty] | 0 | 0
2 | 22 | 18 | [17 empty] | 0 | 0
2 | 22 | 19 | [17 empty] | 0 | 0
2 | 22 | 20 | [17 empty] | 0 | 0
2 | 22 | 21 | [17 empty] | 0 | 0
2 | 22 | 22 | [17 empty] | 0 | 0
2 | 22 | 23 | [17 empty] | 0 | 0
2 | 22 | 24 | [17 empty] | 0 | 0
2 | 23 | 1 | [17 empty] | 0 | 0
2 | 23 | 2 | [17 empty] | 0 | 0
2 | 23 | 3 | [17 empty] | 0 | 0
2 | 23 | 4 | [17 empty] | 0 | 0
2 | 23 | 5 | [17 empty] | 0 | 0
2 | 23 | 6 | [17 empty] | 0 | 0
2 | 23 | 7 | [17 empty] | 0 | 0
2 | 23 | 8 | [17 empty] | 0 | 0
2 | 23 | 9 | [17 empty] | 0 | 0
2 | 23 | 10 | [17 empty] | 0 | 0
2 | 23 | 11 | [17 empty] | 0 | 0
2 | 23 | 12 | [17 empty] | 0 | 0
2 | 23 | 13 | [17 empty] | 0 | 0
2 | 23 | 14 | [17 empty] | 0 | 0
2 | 23 | 15 | [17 empty] | 0 | 0
2 | 23 | 16 | [17 empty] | 0 | 0
2 | 23 | 17 | [17 empty] | 0 | 0
2 | 23 | 18 | [17 empty] | 0 | 0
2 | 23 | 19 | [17 empty] | 0 | 0
2 | 23 | 20 | [17 empty] | 0 | 0
2 | 23 | 21 | [17 empty] | 0 | 0
2 | 23 | 22 | [17 empty] | 0 | 0
2 | 23 | 23 | [17 empty] | 0 | 0
2 | 23 | 24 | [17 empty] | 0 | 0
2 | 24 | 1 | [17 empty] | 0 | 0
2 | 24 | 2 | [17 empty] | 0 | 0
2 | 24 | 3 | [17 empty] | 0 | 0
2 | 24 | 4 | [17 empty] | 0 | 0
2 | 24 | 5 | [17 empty] | 0 | 0
2 | 24 | 6 | [17 empty] | 0 | 0
2 | 24 | 7 | [17 empty] | 0 | 0
2 | 24 | 8 | [17 empty] | 0 | 0
2 | 24 | 9 | [17 empty] | 0 | 0
2 | 24 | 10 | [17 empty] | 0 | 0
2 | 24 | 11 | [17 empty] | 0 | 0
2 | 24 | 12 | [17 empty] | 0 | 0
2 | 24 | 13 | [17 empty] | 0 | 0
2 | 24 | 14 | [17 empty] | 0 | 0
2 | 24 | 15 | [17 empty] | 0 | 0
2 | 24 | 16 | [17 empty] | 0 | 0
2 | 24 | 17 | [17 empty] | 0 | 0
2 | 24 | 18 | [17 empty] | 0 | 0
2 | 24 | 19 | [17 empty] | 0 | 0
2 | 24 | 20 | [17 empty] | 0 | 0
2 | 24 | 21 | [17 empty] | 0 | 0
2 | 24 | 22 | [17 empty] | 0 | 0
2 | 24 | 23 | [17 empty] | 0 | 0
2 | 24 | 24 | [17 empty] | 0 | 0
2 | 25 | 1 | [17 empty] | 0 | 0
2 | 25 | 2 | [17 empty] | 0 | 0
2 | 25 | 3 | [17 empty] | 0 | 0
2 | 25 | 4 | [17 empty] | 0 | 0
2 | 25 | 5 | [17 empty] | 0 | 0
2 | 25 | 6 | [17 empty] | 0 | 0
2 | 25 | 7 | [17 empty] | 0 | 0
2 | 25 | 8 | [17 empty] | 0 | 0
2 | 25 | 9 | [17 empty] | 0 | 0
2 | 25 | 10 | [17 empty] | 0 | 0
2 | 25 | 11 | [17 empty] | 0 | 0
2 | 25 | 12 | [17 empty] | 0 | 0
2 | 25 | 13 | [17 empty] | 0 | 0
2 | 25 | 14 | [17 empty] | 0 | 0
2 | 25 | 15 | [17 empty] | 0 | 0
2 | 25 | 16 | [17 empty] | 0 | 0
2 | 25 | 17 | [17 empty] | 0 | 0
2 | 25 | 18 | [17 empty] | 0 | 0
2 | 25 | 19 | [17 empty] | 0 | 0
2 | 25 | 20 | [17 empty] | 0 | 0
2 | 25 | 21 | [17 empty] | 0 | 0
2 | 25 | 22 | [17 empty] | 0 | 0
2 | 25 | 23 | [17 empty] | 0 | 0
2 | 25 | 24 | [17 empty] | 0 | 0
2 | 26 | 1 | [17 empty] | 0 | 0
2 | 26 | 2 | [17 empty] | 0 | 0
2 | 26 | 3 | [17 empty] | 0 | 0
2 | 26 | 4 | [17 empty] | 0 | 0
2 | 26 | 5 | [17 empty] | 0 | 0
2 | 26 | 6 | [17 empty] | 0 | 0
2 | 26 | 7 | [17 empty] | 0 | 0
2 | 26 | 8 | [17 empty] | 0 | 0
2 | 26 | 9 | [17 empty] | 0 | 0
2 | 26 | 10 | [17 empty] | 0 | 0
2 | 26 | 11 | [17 empty] | 0 | 0
2 | 26 | 12 | [17 empty] | 0 | 0
2 | 26 | 13 | [17 empty] | 0 | 0
2 | 26 | 14 | [17 empty] | 0 | 0
2 | 26 | 15 | [17 empty] | 0 | 0
2 | 26 | 16 | [17 empty] | 0 | 0
2 | 26 | 17 | [17 empty] | 0 | 0
2 | 26 | 18 | [17 empty] | 0 | 0
2 | 26 | 19 | [17 empty] | 0 | 0
2 | 26 | 20 | [17 empty] | 0 | 0
2 | 26 | 21 | [17 empty] | 0 | 0
2 | 26 | 22 | [17 empty] | 0 | 0
2 | 26 | 23 | [17 empty] | 0 | 0
2 | 26 | 24 | [17 empty] | 0 | 0
2 | 27 | 1 | [17 empty] | 0 | 0
2 | 27 | 2 | [17 empty] | 0 | 0
2 | 27 | 3 | [17 empty] | 0 | 0
2 | 27 | 4 | [17 empty] | 0 | 0
2 | 27 | 5 | [17 empty] | 0 | 0
2 | 27 | 6 | [17 empty] | 0 | 0
2 | 27 | 7 | [17 empty] | 0 | 0
2 | 27 | 8 | [17 empty] | 0 | 0
2 | 27 | 9 | [17 empty] | 0 | 0
2 | 27 | 10 | [17 empty] | 0 | 0
2 | 27 | 11 | [17 empty] | 0 | 0
2 | 27 | 12 | [17 empty] | 0 | 0
2 | 27 | 13 | [17 empty] | 0 | 0
2 | 27 | 14 | [17 empty] | 0 | 0
2 | 27 | 15 | [17 empty] | 0 | 0
2 | 27 | 16 | [17 empty] | 0 | 0
2 | 27 | 17 | [17 empty] | 0 | 0
2 | 27 | 18 | [17 empty] | 0 | 0
2 | 27 | 19 | [17 empty] | 0 | 0
2 | 27 | 20 | [17 empty] | 0 | 0
2 | 27 | 21 | [17 empty] | 0 | 0
2 | 27 | 22 | [17 empty] | 0 | 0
2 | 27 | 23 | [17 empty] | 0 | 0
2 | 27 | 24 | [17 empty] | 0 | 0
2 | 28 | 1 | [17 empty] | 0 | 0
2 | 28 | 2 | [17 empty] | 0 | 0
2 | 28 | 3 | [17 empty] | 0 | 0
2 | 28 | 4 | [17 empty] | 0 | 0
2 | 28 | 5 | [17 empty] | 0 | 0
2 | 28 | 6 | [17 empty] | 0 | 0
2 | 28 | 7 | [17 empty] | 0 | 0
2 | 28 | 8 | [17 empty] | 0 | 0
2 | 28 | 9 | [17 empty] | 0 | 0
2 | 28 | 10 | [17 empty] | 0 | 0
2 | 28 | 11 | [17 empty] | 0 | 0
2 | 28 | 12 | [17 empty] | 0 | 0
2 | 28 | 13 | [17 empty] | 0 | 0
2 | 28 | 14 | [17 empty] | 0 | 0
2 | 28 | 15 | [17 empty] | 0 | 0
2 | 28 | 16 | [17 empty] | 0 | 0
2 | 28 | 17 | [17 empty] | 0 | 0
2 | 28 | 18 | [17 empty] | 0 | 0
2 | 28 | 19 | [17 empty] | 0 | 0
2 | 28 | 20 | [17 empty] | 0 | 0
2 | 28 | 21 | [17 empty] | 0 | 0
2 | 28 | 22 | [17 empty] | 0 | 0
2 | 28 | 23 | [17 empty] | 0 | 0
2 | 28 | 24 | [17 empty] | 0 | 0
3 | 1 | 1 | [17 empty] | 0 | 0
3 | 1 | 2 | [17 empty] | 0 | 0
3 | 1 | 3 | [17 empty] | 0 | 0
3 | 1 | 4 | [17 empty] | 0 | 0
3 | 1 | 5 | [17 empty] | 0 | 0
3 | 1 | 6 | [17 empty] | 0 | 0
3 | 1 | 7 | [17 empty] | 0 | 0
3 | 1 | 8 | [17 empty] | 0 | 0
3 | 1 | 9 | [17 empty] | 0 | 0
3 | 1 | 10 | [17 empty] | 0 | 0
3 | 1 | 11 | [17 empty] | 0 | 0
3 | 1 | 12 | [17 empty] | 0 | 0
3 | 1 | 13 | [17 empty] | 0 | 0
3 | 1 | 14 | [17 empty] | 0 | 0
3 | 1 | 15 | [17 empty] | 0 | 0
3 | 1 | 16 | [17 empty] | 0 | 0
3 | 1 | 17 | [17 empty] | 0 | 0
3 | 1 | 18 | [17 empty] | 0 | 0
3 | 1 | 19 | [17 empty] | 0 | 0
3 | 1 | 20 | [17 empty] | 0 | 0
3 | 1 | 21 | [17 empty] | 0 | 0
3 | 1 | 22 | [17 empty] | 0 | 0
3 | 1 | 23 | [17 empty] | 0 | 0
3 | 1 | 24 | [17 empty] | 0 | 0
3 | 2 | 1 | [17 empty] | 0 | 0
3 | 2 | 2 | [17 empty] | 0 | 0
3 | 2 | 3 | [17 empty] | 0 | 0
3 | 2 | 4 | [17 empty] | 0 | 0
3 | 2 | 5 | [17 empty] | 0 | 0
3 | 2 | 6 | [17 empty] | 0 | 0
3 | 2 | 7 | [17 empty] | 0 | 0
3 | 2 | 8 | [17 empty] | 0 | 0
3 | 2 | 9 | [17 empty] | 0 | 0
3 | 2 | 10 | [17 empty] | 0 | 0
3 | 2 | 11 | [17 empty] | 0 | 0
3 | 2 | 12 | [17 empty] | 0 | 0
3 | 2 | 13 | [17 empty] | 0 | 0
3 | 2 | 14 | [17 empty] | 0 | 0
3 | 2 | 15 | [17 empty] | 0 | 0
3 | 2 | 16 | [17 empty] | 0 | 0
3 | 2 | 17 | [17 empty] | 0 | 0
3 | 2 | 18 | [17 empty] | 0 | 0
3 | 2 | 19 | [17 empty] | 0 | 0
3 | 2 | 20 | [17 empty] | 0 | 0
3 | 2 | 21 | [17 empty] | 0 | 0
3 | 2 | 22 | [17 empty] | 0 | 0
3 | 2 | 23 | [17 empty] | 0 | 0
3 | 2 | 24 | [17 empty] | 0 | 0
3 | 3 | 1 | [17 empty] | 0 | 0
3 | 3 | 2 | [17 empty] | 0 | 0
3 | 3 | 3 | [17 empty] | 0 | 0
3 | 3 | 4 | [17 empty] | 0 | 0
3 | 3 | 5 | [17 empty] | 0 | 0
3 | 3 | 6 | [17 empty] | 0 | 0
3 | 3 | 7 | [17 empty] | 0 | 0
3 | 3 | 8 | [17 empty] | 0 | 0
3 | 3 | 9 | [17 empty] | 0 | 0
3 | 3 | 10 | [17 empty] | 0 | 0
3 | 3 | 11 | [17 empty] | 0 | 0
3 | 3 | 12 | [17 empty] | 0 | 0
3 | 3 | 13 | [17 empty] | 0 | 0
3 | 3 | 14 | [17 empty] | 0 | 0
3 | 3 | 15 | [17 empty] | 0 | 0
3 | 3 | 16 | [17 empty] | 0 | 0
3 | 3 | 17 | [17 empty] | 0 | 0
3 | 3 | 18 | [17 empty] | 0 | 0
3 | 3 | 19 | [17 empty] | 0 | 0
3 | 3 | 20 | [17 empty] | 0 | 0
3 | 3 | 21 | [17 empty] | 0 | 0
3 | 3 | 22 | [17 empty] | 0 | 0
3 | 3 | 23 | [17 empty] | 0 | 0
3 | 3 | 24 | [17 empty] | 0 | 0
3 | 4 | 1 | [17 empty] | 0 | 0
3 | 4 | 2 | [17 empty] | 0 | 0
3 | 4 | 3 | [17 empty] | 0 | 0
3 | 4 | 4 | [17 empty] | 0 | 0
3 | 4 | 5 | [17 empty] | 0 | 0
3 | 4 | 6 | [17 empty] | 0 | 0
3 | 4 | 7 | [17 empty] | 0 | 0
3 | 4 | 8 | [17 empty] | 0 | 0
3 | 4 | 9 | [17 empty] | 0 | 0
3 | 4 | 10 | [17 empty] | 0 | 0
3 | 4 | 11 | [17 empty] | 0 | 0
3 | 4 | 12 | [17 empty] | 0 | 0
3 | 4 | 13 | [17 empty] | 0 | 0
3 | 4 | 14 | [17 empty] | 0 | 0
3 | 4 | 15 | [17 empty] | 0 | 0
3 | 4 | 16 | [17 empty] | 0 | 0
3 | 4 | 17 | [17 empty] | 0 | 0
3 | 4 | 18 | [17 empty] | 0 | 0
3 | 4 | 19 | [17 empty] | 0 | 0
3 | 4 | 20 | [17 empty] | 0 | 0
3 | 4 | 21 | [17 empty] | 0 | 0
3 | 4 | 22 | [17 empty] | 0 | 0
3 | 4 | 23 | [17 empty] | 0 | 0
3 | 4 | 24 | [17 empty] | 0 | 0
3 | 5 | 1 | [17 empty] | 0 | 0
3 | 5 | 2 | [17 empty] | 0 | 0
3 | 5 | 3 | [17 empty] | 0 | 0
3 | 5 | 4 | [17 empty] | 0 | 0
3 | 5 | 5 | [17 empty] | 0 | 0
3 | 5 | 6 | [17 empty] | 0 | 0
3 | 5 | 7 | [17 empty] | 0 | 0
3 | 5 | 8 | [17 empty] | 0 | 0
3 | 5 | 9 | [17 empty] | 0 | 0
3 | 5 | 10 | [17 empty] | 0 | 0
3 | 5 | 11 | [17 empty] | 0 | 0
3 | 5 | 12 | [17 empty] | 0 | 0
3 | 5 | 13 | [17 empty] | 0 | 0
3 | 5 | 14 | [17 empty] | 0 | 0
3 | 5 | 15 | [17 empty] | 0 | 0
3 | 5 | 16 | [17 empty] | 0 | 0
3 | 5 | 17 | [17 empty] | 0 | 0
3 | 5 | 18 | [17 empty] | 0 | 0
3 | 5 | 19 | [17 empty] | 0 | 0
3 | 5 | 20 | [17 empty] | 0 | 0
3 | 5 | 21 | [17 empty] | 0 | 0
3 | 5 | 22 | [17 empty] | 0 | 0
3 | 5 | 23 | [17 empty] | 0 | 0
3 | 5 | 24 | [17 empty] | 0 | 0
3 | 6 | 1 | [17 empty] | 0 | 0
3 | 6 | 2 | [17 empty] | 0 | 0
3 | 6 | 3 | [17 empty] | 0 | 0
3 | 6 | 4 | [17 empty] | 0 | 0
3 | 6 | 5 | [17 empty] | 0 | 0
3 | 6 | 6 | [17 empty] | 0 | 0
3 | 6 | 7 | [17 empty] | 0 | 0
3 | 6 | 8 | [17 empty] | 0 | 0
3 | 6 | 9 | [17 empty] | 0 | 0
3 | 6 | 10 | [17 empty] | 0 | 0
3 | 6 | 11 | [17 empty] | 0 | 0
3 | 6 | 12 | [17 empty] | 0 | 0
3 | 6 | 13 | [17 empty] | 0 | 0
3 | 6 | 14 | [17 empty] | 0 | 0
3 | 6 | 15 | [17 empty] | 0 | 0
3 | 6 | 16 | [17 empty] | 0 | 0
3 | 6 | 17 | [17 empty] | 0 | 0
3 | 6 | 18 | [17 empty] | 0 | 0
3 | 6 | 19 | [17 empty] | 0 | 0
3 | 6 | 20 | [17 empty] | 0 | 0
3 | 6 | 21 | [17 empty] | 0 | 0
3 | 6 | 22 | [17 empty] | 0 | 0
3 | 6 | 23 | [17 empty] | 0 | 0
3 | 6 | 24 | [17 empty] | 0 | 0
3 | 7 | 1 | [17 empty] | 0 | 0
3 | 7 | 2 | [17 empty] | 0 | 0
3 | 7 | 3 | [17 empty] | 0 | 0
3 | 7 | 4 | [17 empty] | 0 | 0
3 | 7 | 5 | [17 empty] | 0 | 0
3 | 7 | 6 | [17 empty] | 0 | 0
3 | 7 | 7 | [17 empty] | 0 | 0
3 | 7 | 8 | [17 empty] | 0 | 0
3 | 7 | 9 | [17 empty] | 0 | 0
3 | 7 | 10 | [17 empty] | 0 | 0
3 | 7 | 11 | [17 empty] | 0 | 0
3 | 7 | 12 | [17 empty] | 0 | 0
3 | 7 | 13 | [17 empty] | 0 | 0
3 | 7 | 14 | [17 empty] | 0 | 0
3 | 7 | 15 | [17 empty] | 0 | 0
3 | 7 | 16 | [17 empty] | 0 | 0
3 | 7 | 17 | [17 empty] | 0 | 0
3 | 7 | 18 | [17 empty] | 0 | 0
3 | 7 | 19 | [17 empty] | 0 | 0
3 | 7 | 20 | [17 empty] | 0 | 0
3 | 7 | 21 | [17 empty] | 0 | 0
3 | 7 | 22 | [17 empty] | 0 | 0
3 | 7 | 23 | [17 empty] | 0 | 0
3 | 7 | 24 | [17 empty] | 0 | 0
3 | 8 | 1 | [17 empty] | 0 | 0
3 | 8 | 2 | [17 empty] | 0 | 0
3 | 8 | 3 | [17 empty] | 0 | 0
3 | 8 | 4 | [17 empty] | 0 | 0
3 | 8 | 5 | [17 empty] | 0 | 0
3 | 8 | 6 | [17 empty] | 0 | 0
3 | 8 | 7 | [17 empty] | 0 | 0
3 | 8 | 8 | [17 empty] | 0 | 0
3 | 8 | 9 | [17 empty] | 0 | 0
3 | 8 | 10 | [17 empty] | 0 | 0
3 | 8 | 11 | [17 empty] | 0 | 0
3 | 8 | 12 | [17 empty] | 0 | 0
3 | 8 | 13 | [17 empty] | 0 | 0
3 | 8 | 14 | [17 empty] | 0 | 0
3 | 8 | 15 | [17 empty] | 0 | 0
3 | 8 | 16 | [17 empty] | 0 | 0
3 | 8 | 17 | [17 empty] | 0 | 0
3 | 8 | 18 | [17 empty] | 0 | 0
3 | 8 | 19 | [17 empty] | 0 | 0
3 | 8 | 20 | [17 empty] | 0 | 0
3 | 8 | 21 | [17 empty] | 0 | 0
3 | 8 | 22 | [17 empty] | 0 | 0
3 | 8 | 23 | [17 empty] | 0 | 0
3 | 8 | 24 | [17 empty] | 0 | 0
3 | 9 | 1 | [17 empty] | 0 | 0
3 | 9 | 2 | [17 empty] | 0 | 0
3 | 9 | 3 | [17 empty] | 0 | 0
3 | 9 | 4 | [17 empty] | 0 | 0
3 | 9 | 5 | [17 empty] | 0 | 0
3 | 9 | 6 | [17 empty] | 0 | 0
3 | 9 | 7 | [17 empty] | 0 | 0
3 | 9 | 8 | [17 empty] | 0 | 0
3 | 9 | 9 | [17 empty] | 0 | 0
3 | 9 | 10 | [17 empty] | 0 | 0
3 | 9 | 11 | [17 empty] | 0 | 0
3 | 9 | 12 | [17 empty] | 0 | 0
3 | 9 | 13 | [17 empty] | 0 | 0
3 | 9 | 14 | [17 empty] | 0 | 0
3 | 9 | 15 | [17 empty] | 0 | 0
3 | 9 | 16 | [17 empty] | 0 | 0
3 | 9 | 17 | [17 empty] | 0 | 0
3 | 9 | 18 | [17 empty] | 0 | 0
3 | 9 | 19 | [17 empty] | 0 | 0
3 | 9 | 20 | [17 empty] | 0 | 0
3 | 9 | 21 | [17 empty] | 0 | 0
3 | 9 | 22 | [17 empty] | 0 | 0
3 | 9 | 23 | [17 empty] | 0 | 0
3 | 9 | 24 | [17 empty] | 0 | 0
3 | 10 | 1 | [17 empty] | 0 | 0
3 | 10 | 2 | [17 empty] | 0 | 0
3 | 10 | 3 | [17 empty] | 0 | 0
3 | 10 | 4 | [17 empty] | 0 | 0
3 | 10 | 5 | [17 empty] | 0 | 0
3 | 10 | 6 | [17 empty] | 0 | 0
3 | 10 | 7 | [17 empty] | 0 | 0
3 | 10 | 8 | [17 empty] | 0 | 0
3 | 10 | 9 | [17 empty] | 0 | 0
3 | 10 | 10 | [17 empty] | 0 | 0
3 | 10 | 11 | [17 empty] | 0 | 0
3 | 10 | 12 | [17 empty] | 0 | 0
3 | 10 | 13 | [17 empty] | 0 | 0
3 | 10 | 14 | [17 empty] | 0 | 0
3 | 10 | 15 | [17 empty] | 0 | 0
3 | 10 | 16 | [17 empty] | 0 | 0
3 | 10 | 17 | [17 empty] | 0 | 0
3 | 10 | 18 | [17 empty] | 0 | 0
3 | 10 | 19 | [17 empty] | 0 | 0
3 | 10 | 20 | [17 empty] | 0 | 0
3 | 10 | 21 | [17 empty] | 0 | 0
3 | 10 | 22 | [17 empty] | 0 | 0
3 | 10 | 23 | [17 empty] | 0 | 0
3 | 10 | 24 | [17 empty] | 0 | 0
3 | 11 | 1 | [17 empty] | 0 | 0
3 | 11 | 2 | [17 empty] | 0 | 0
3 | 11 | 3 | [17 empty] | 0 | 0
3 | 11 | 4 | [17 empty] | 0 | 0
3 | 11 | 5 | [17 empty] | 0 | 0
3 | 11 | 6 | [17 empty] | 0 | 0
3 | 11 | 7 | [17 empty] | 0 | 0
3 | 11 | 8 | [17 empty] | 0 | 0
3 | 11 | 9 | [17 empty] | 0 | 0
3 | 11 | 10 | [17 empty] | 0 | 0
3 | 11 | 11 | [17 empty] | 0 | 0
3 | 11 | 12 | [17 empty] | 0 | 0
3 | 11 | 13 | [17 empty] | 0 | 0
3 | 11 | 14 | [17 empty] | 0 | 0
3 | 11 | 15 | [17 empty] | 0 | 0
3 | 11 | 16 | [17 empty] | 0 | 0
3 | 11 | 17 | [17 empty] | 0 | 0
3 | 11 | 18 | [17 empty] | 0 | 0
3 | 11 | 19 | [17 empty] | 0 | 0
3 | 11 | 20 | [17 empty] | 0 | 0
3 | 11 | 21 | [17 empty] | 0 | 0
3 | 11 | 22 | [17 empty] | 0 | 0
3 | 11 | 23 | [17 empty] | 0 | 0
3 | 11 | 24 | [17 empty] | 0 | 0
3 | 12 | 1 | [17 empty] | 0 | 0
3 | 12 | 2 | [17 empty] | 0 | 0
3 | 12 | 3 | [17 empty] | 0 | 0
3 | 12 | 4 | [17 empty] | 0 | 0
3 | 12 | 5 | [17 empty] | 0 | 0
3 | 12 | 6 | [17 empty] | 0 | 0
3 | 12 | 7 | [17 empty] | 0 | 0
3 | 12 | 8 | [17 empty] | 0 | 0
3 | 12 | 9 | [17 empty] | 0 | 0
3 | 12 | 10 | [17 empty] | 0 | 0
3 | 12 | 11 | [17 empty] | 0 | 0
3 | 12 | 12 | [17 empty] | 0 | 0
3 | 12 | 13 | [17 empty] | 0 | 0
3 | 12 | 14 | [17 empty] | 0 | 0
3 | 12 | 15 | [17 empty] | 0 | 0
3 | 12 | 16 | [17 empty] | 0 | 0
3 | 12 | 17 | [17 empty] | 0 | 0
3 | 12 | 18 | [17 empty] | 0 | 0
3 | 12 | 19 | [17 empty] | 0 | 0
3 | 12 | 20 | [17 empty] | 0 | 0
3 | 12 | 21 | [17 empty] | 0 | 0
3 | 12 | 22 | [17 empty] | 0 | 0
3 | 12 | 23 | [17 empty] | 0 | 0
3 | 12 | 24 | [17 empty] | 0 | 0
3 | 13 | 1 | [17 empty] | 0 | 0
3 | 13 | 2 | [17 empty] | 0 | 0
3 | 13 | 3 | [17 empty] | 0 | 0
3 | 13 | 4 | [17 empty] | 0 | 0
3 | 13 | 5 | [17 empty] | 0 | 0
3 | 13 | 6 | [17 empty] | 0 | 0
3 | 13 | 7 | [17 empty] | 0 | 0
3 | 13 | 8 | [17 empty] | 0 | 0
3 | 13 | 9 | [17 empty] | 0 | 0
3 | 13 | 10 | [17 empty] | 0 | 0
3 | 13 | 11 | [17 empty] | 0 | 0
3 | 13 | 12 | [17 empty] | 0 | 0
3 | 13 | 13 | [17 empty] | 0 | 0
3 | 13 | 14 | [17 empty] | 0 | 0
3 | 13 | 15 | [17 empty] | 0 | 0
3 | 13 | 16 | [17 empty] | 0 | 0
3 | 13 | 17 | [17 empty] | 0 | 0
3 | 13 | 18 | [17 empty] | 0 | 0
3 | 13 | 19 | [17 empty] | 0 | 0
3 | 13 | 20 | [17 empty] | 0 | 0
3 | 13 | 21 | [17 empty] | 0 | 0
3 | 13 | 22 | [17 empty] | 0 | 0
3 | 13 | 23 | [17 empty] | 0 | 0
3 | 13 | 24 | [17 empty] | 0 | 0
3 | 14 | 1 | [17 empty] | 0 | 0
3 | 14 | 2 | [17 empty] | 0 | 0
3 | 14 | 3 | [17 empty] | 0 | 0
3 | 14 | 4 | [17 empty] | 0 | 0
3 | 14 | 5 | [17 empty] | 0 | 0
3 | 14 | 6 | [17 empty] | 0 | 0
3 | 14 | 7 | [17 empty] | 0 | 0
3 | 14 | 8 | [17 empty] | 0 | 0
3 | 14 | 9 | [17 empty] | 0 | 0
3 | 14 | 10 | [17 empty] | 0 | 0
3 | 14 | 11 | [17 empty] | 0 | 0
3 | 14 | 12 | [17 empty] | 0 | 0
3 | 14 | 13 | [17 empty] | 0 | 0
3 | 14 | 14 | [17 empty] | 0 | 0
3 | 14 | 15 | [17 empty] | 0 | 0
3 | 14 | 16 | [17 empty] | 0 | 0
3 | 14 | 17 | [17 empty] | 0 | 0
3 | 14 | 18 | [17 empty] | 0 | 0
3 | 14 | 19 | [17 empty] | 0 | 0
3 | 14 | 20 | [17 empty] | 0 | 0
3 | 14 | 21 | [17 empty] | 0 | 0
3 | 14 | 22 | [17 empty] | 0 | 0
3 | 14 | 23 | [17 empty] | 0 | 0
3 | 14 | 24 | [17 empty] | 0 | 0
3 | 15 | 1 | [17 empty] | 0 | 0
3 | 15 | 2 | [17 empty] | 0 | 0
3 | 15 | 3 | [17 empty] | 0 | 0
3 | 15 | 4 | [17 empty] | 0 | 0
3 | 15 | 5 | [17 empty] | 0 | 0
3 | 15 | 6 | [17 empty] | 0 | 0
3 | 15 | 7 | [17 empty] | 0 | 0
3 | 15 | 8 | [17 empty] | 0 | 0
3 | 15 | 9 | [17 empty] | 0 | 0
3 | 15 | 10 | [17 empty] | 0 | 0
3 | 15 | 11 | [17 empty] | 0 | 0
3 | 15 | 12 | [17 empty] | 0 | 0
3 | 15 | 13 | [17 empty] | 0 | 0
3 | 15 | 14 | [17 empty] | 0 | 0
3 | 15 | 15 | [17 empty] | 0 | 0
3 | 15 | 16 | [17 empty] | 0 | 0
3 | 15 | 17 | [17 empty] | 0 | 0
3 | 15 | 18 | [17 empty] | 0 | 0
3 | 15 | 19 | [17 empty] | 0 | 0
3 | 15 | 20 | [17 empty] | 0 | 0
3 | 15 | 21 | [17 empty] | 0 | 0
3 | 15 | 22 | [17 empty] | 0 | 0
3 | 15 | 23 | [17 empty] | 0 | 0
3 | 15 | 24 | [17 empty] | 0 | 0
3 | 16 | 1 | [17 empty] | 0 | 0
3 | 16 | 2 | [17 empty] | 0 | 0
3 | 16 | 3 | [17 empty] | 0 | 0
3 | 16 | 4 | [17 empty] | 0 | 0
3 | 16 | 5 | [17 empty] | 0 | 0
3 | 16 | 6 | [17 empty] | 0 | 0
3 | 16 | 7 | [17 empty] | 0 | 0
3 | 16 | 8 | [17 empty] | 0 | 0
3 | 16 | 9 | [17 empty] | 0 | 0
3 | 16 | 10 | [17 empty] | 0 | 0
3 | 16 | 11 | [17 empty] | 0 | 0
3 | 16 | 12 | [17 empty] | 0 | 0
3 | 16 | 13 | [17 empty] | 0 | 0
3 | 16 | 14 | [17 empty] | 0 | 0
3 | 16 | 15 | [17 empty] | 0 | 0
3 | 16 | 16 | [17 empty] | 0 | 0
3 | 16 | 17 | [17 empty] | 0 | 0
3 | 16 | 18 | [17 empty] | 0 | 0
3 | 16 | 19 | [17 empty] | 0 | 0
3 | 16 | 20 | [17 empty] | 0 | 0
3 | 16 | 21 | [17 empty] | 0 | 0
3 | 16 | 22 | [17 empty] | 0 | 0
3 | 16 | 23 | [17 empty] | 0 | 0
3 | 16 | 24 | [17 empty] | 0 | 0
3 | 17 | 1 | [17 empty] | 0 | 0
3 | 17 | 2 | [17 empty] | 0 | 0
3 | 17 | 3 | [17 empty] | 0 | 0
3 | 17 | 4 | [17 empty] | 0 | 0
3 | 17 | 5 | [17 empty] | 0 | 0
3 | 17 | 6 | [17 empty] | 0 | 0
3 | 17 | 7 | [17 empty] | 0 | 0
3 | 17 | 8 | [17 empty] | 0 | 0
3 | 17 | 9 | [17 empty] | 0 | 0
3 | 17 | 10 | [17 empty] | 0 | 0
3 | 17 | 11 | [17 empty] | 0 | 0
3 | 17 | 12 | [17 empty] | 0 | 0
3 | 17 | 13 | [17 empty] | 0 | 0
3 | 17 | 14 | [17 empty] | 0 | 0
3 | 17 | 15 | [17 empty] | 0 | 0
3 | 17 | 16 | [17 empty] | 0 | 0
3 | 17 | 17 | [17 empty] | 0 | 0
3 | 17 | 18 | [17 empty] | 0 | 0
3 | 17 | 19 | [17 empty] | 0 | 0
3 | 17 | 20 | [17 empty] | 0 | 0
3 | 17 | 21 | [17 empty] | 0 | 0
3 | 17 | 22 | [17 empty] | 0 | 0
3 | 17 | 23 | [17 empty] | 0 | 0
3 | 17 | 24 | [17 empty] | 0 | 0
3 | 18 | 1 | [17 empty] | 0 | 0
3 | 18 | 2 | [17 empty] | 0 | 0
3 | 18 | 3 | [17 empty] | 0 | 0
3 | 18 | 4 | [17 empty] | 0 | 0
3 | 18 | 5 | [17 empty] | 0 | 0
3 | 18 | 6 | [17 empty] | 0 | 0
3 | 18 | 7 | [17 empty] | 0 | 0
3 | 18 | 8 | [17 empty] | 0 | 0
3 | 18 | 9 | [17 empty] | 0 | 0
3 | 18 | 10 | [17 empty] | 0 | 0
3 | 18 | 11 | [17 empty] | 0 | 0
3 | 18 | 12 | [17 empty] | 0 | 0
3 | 18 | 13 | [17 empty] | 0 | 0
3 | 18 | 14 | [17 empty] | 0 | 0
3 | 18 | 15 | [17 empty] | 0 | 0
3 | 18 | 16 | [17 empty] | 0 | 0
3 | 18 | 17 | [17 empty] | 0 | 0
3 | 18 | 18 | [17 empty] | 0 | 0
3 | 18 | 19 | [17 empty] | 0 | 0
3 | 18 | 20 | [17 empty] | 0 | 0
3 | 18 | 21 | [17 empty] | 0 | 0
3 | 18 | 22 | [17 empty] | 0 | 0
3 | 18 | 23 | [17 empty] | 0 | 0
3 | 18 | 24 | [17 empty] | 0 | 0
3 | 19 | 1 | [17 empty] | 0 | 0
3 | 19 | 2 | [17 empty] | 0 | 0
3 | 19 | 3 | [17 empty] | 0 | 0
3 | 19 | 4 | [17 empty] | 0 | 0
3 | 19 | 5 | [17 empty] | 0 | 0
3 | 19 | 6 | [17 empty] | 0 | 0
3 | 19 | 7 | [17 empty] | 0 | 0
3 | 19 | 8 | [17 empty] | 0 | 0
3 | 19 | 9 | [17 empty] | 0 | 0
3 | 19 | 10 | [17 empty] | 0 | 0
3 | 19 | 11 | [17 empty] | 0 | 0
3 | 19 | 12 | [17 empty] | 0 | 0
3 | 19 | 13 | [17 empty] | 0 | 0
3 | 19 | 14 | [17 empty] | 0 | 0
3 | 19 | 15 | [17 empty] | 0 | 0
3 | 19 | 16 | [17 empty] | 0 | 0
3 | 19 | 17 | [17 empty] | 0 | 0
3 | 19 | 18 | [17 empty] | 0 | 0
3 | 19 | 19 | [17 empty] | 0 | 0
3 | 19 | 20 | [17 empty] | 0 | 0
3 | 19 | 21 | [17 empty] | 0 | 0
3 | 19 | 22 | [17 empty] | 0 | 0
3 | 19 | 23 | [17 empty] | 0 | 0
3 | 19 | 24 | [17 empty] | 0 | 0
3 | 20 | 1 | [17 empty] | 0 | 0
3 | 20 | 2 | [17 empty] | 0 | 0
3 | 20 | 3 | [17 empty] | 0 | 0
3 | 20 | 4 | [17 empty] | 0 | 0
3 | 20 | 5 | [17 empty] | 0 | 0
3 | 20 | 6 | [17 empty] | 0 | 0
3 | 20 | 7 | [17 empty] | 0 | 0
3 | 20 | 8 | [17 empty] | 0 | 0
3 | 20 | 9 | [17 empty] | 0 | 0
3 | 20 | 10 | [17 empty] | 0 | 0
3 | 20 | 11 | [17 empty] | 0 | 0
3 | 20 | 12 | [17 empty] | 0 | 0
3 | 20 | 13 | [17 empty] | 0 | 0
3 | 20 | 14 | [17 empty] | 0 | 0
3 | 20 | 15 | [17 empty] | 0 | 0
3 | 20 | 16 | [17 empty] | 0 | 0
3 | 20 | 17 | [17 empty] | 0 | 0
3 | 20 | 18 | [17 empty] | 0 | 0
3 | 20 | 19 | [17 empty] | 0 | 0
3 | 20 | 20 | [17 empty] | 0 | 0
3 | 20 | 21 | [17 empty] | 0 | 0
3 | 20 | 22 | [17 empty] | 0 | 0
3 | 20 | 23 | [17 empty] | 0 | 0
3 | 20 | 24 | [17 empty] | 0 | 0
3 | 21 | 1 | [17 empty] | 0 | 0
3 | 21 | 2 | [17 empty] | 0 | 0
3 | 21 | 3 | [17 empty] | 0 | 0
3 | 21 | 4 | [17 empty] | 0 | 0
3 | 21 | 5 | [17 empty] | 0 | 0
3 | 21 | 6 | [17 empty] | 0 | 0
3 | 21 | 7 | [17 empty] | 0 | 0
3 | 21 | 8 | [17 empty] | 0 | 0
3 | 21 | 9 | [17 empty] | 0 | 0
3 | 21 | 10 | [17 empty] | 0 | 0
3 | 21 | 11 | [17 empty] | 0 | 0
3 | 21 | 12 | [17 empty] | 0 | 0
3 | 21 | 13 | [17 empty] | 0 | 0
3 | 21 | 14 | [17 empty] | 0 | 0
3 | 21 | 15 | [17 empty] | 0 | 0
3 | 21 | 16 | [17 empty] | 0 | 0
3 | 21 | 17 | [17 empty] | 0 | 0
3 | 21 | 18 | [17 empty] | 0 | 0
3 | 21 | 19 | [17 empty] | 0 | 0
3 | 21 | 20 | [17 empty] | 0 | 0
3 | 21 | 21 | [17 empty] | 0 | 0
3 | 21 | 22 | [17 empty] | 0 | 0
3 | 21 | 23 | [17 empty] | 0 | 0
3 | 21 | 24 | [17 empty] | 0 | 0
3 | 22 | 1 | [17 empty] | 0 | 0
3 | 22 | 2 | [17 empty] | 0 | 0
3 | 22 | 3 | [17 empty] | 0 | 0
3 | 22 | 4 | [17 empty] | 0 | 0
3 | 22 | 5 | [17 empty] | 0 | 0
3 | 22 | 6 | [17 empty] | 0 | 0
3 | 22 | 7 | [17 empty] | 0 | 0
3 | 22 | 8 | [17 empty] | 0 | 0
3 | 22 | 9 | [17 empty] | 0 | 0
3 | 22 | 10 | [17 empty] | 0 | 0
3 | 22 | 11 | [17 empty] | 0 | 0
3 | 22 | 12 | [17 empty] | 0 | 0
3 | 22 | 13 | [17 empty] | 0 | 0
3 | 22 | 14 | [17 empty] | 0 | 0
3 | 22 | 15 | [17 empty] | 0 | 0
3 | 22 | 16 | [17 empty] | 0 | 0
3 | 22 | 17 | [17 empty] | 0 | 0
3 | 22 | 18 | [17 empty] | 0 | 0
3 | 22 | 19 | [17 empty] | 0 | 0
3 | 22 | 20 | [17 empty] | 0 | 0
3 | 22 | 21 | [17 empty] | 0 | 0
3 | 22 | 22 | [17 empty] | 0 | 0
3 | 22 | 23 | [17 empty] | 0 | 0
3 | 22 | 24 | [17 empty] | 0 | 0
3 | 23 | 1 | [17 empty] | 0 | 0
3 | 23 | 2 | [17 empty] | 0 | 0
3 | 23 | 3 | [17 empty] | 0 | 0
3 | 23 | 4 | [17 empty] | 0 | 0
3 | 23 | 5 | [17 empty] | 0 | 0
3 | 23 | 6 | [17 empty] | 0 | 0
3 | 23 | 7 | [17 empty] | 0 | 0
3 | 23 | 8 | [17 empty] | 0 | 0
3 | 23 | 9 | [17 empty] | 0 | 0
3 | 23 | 10 | [17 empty] | 0 | 0
3 | 23 | 11 | [17 empty] | 0 | 0
3 | 23 | 12 | [17 empty] | 0 | 0
3 | 23 | 13 | [17 empty] | 0 | 0
3 | 23 | 14 | [17 empty] | 0 | 0
3 | 23 | 15 | [17 empty] | 0 | 0
3 | 23 | 16 | [17 empty] | 0 | 0
3 | 23 | 17 | [17 empty] | 0 | 0
3 | 23 | 18 | [17 empty] | 0 | 0
3 | 23 | 19 | [17 empty] | 0 | 0
3 | 23 | 20 | [17 empty] | 0 | 0
3 | 23 | 21 | [17 empty] | 0 | 0
3 | 23 | 22 | [17 empty] | 0 | 0
3 | 23 | 23 | [17 empty] | 0 | 0
3 | 23 | 24 | [17 empty] | 0 | 0
3 | 24 | 1 | [17 empty] | 0 | 0
3 | 24 | 2 | [17 empty] | 0 | 0
3 | 24 | 3 | [17 empty] | 0 | 0
3 | 24 | 4 | [17 empty] | 0 | 0
3 | 24 | 5 | [17 empty] | 0 | 0
3 | 24 | 6 | [17 empty] | 0 | 0
3 | 24 | 7 | [17 empty] | 0 | 0
3 | 24 | 8 | [17 empty] | 0 | 0
3 | 24 | 9 | [17 empty] | 0 | 0
3 | 24 | 10 | [17 empty] | 0 | 0
3 | 24 | 11 | [17 empty] | 0 | 0
3 | 24 | 12 | [17 empty] | 0 | 0
3 | 24 | 13 | [17 empty] | 0 | 0
3 | 24 | 14 | [17 empty] | 0 | 0
3 | 24 | 15 | [17 empty] | 0 | 0
3 | 24 | 16 | [17 empty] | 0 | 0
3 | 24 | 17 | [17 empty] | 0 | 0
3 | 24 | 18 | [17 empty] | 0 | 0
3 | 24 | 19 | [17 empty] | 0 | 0
3 | 24 | 20 | [17 empty] | 0 | 0
3 | 24 | 21 | [17 empty] | 0 | 0
3 | 24 | 22 | [17 empty] | 0 | 0
3 | 24 | 23 | [17 empty] | 0 | 0
3 | 24 | 24 | [17 empty] | 0 | 0
3 | 25 | 1 | [17 empty] | 0 | 0
3 | 25 | 2 | [17 empty] | 0 | 0
3 | 25 | 3 | [17 empty] | 0 | 0
3 | 25 | 4 | [17 empty] | 0 | 0
3 | 25 | 5 | [17 empty] | 0 | 0
3 | 25 | 6 | [17 empty] | 0 | 0
3 | 25 | 7 | [17 empty] | 0 | 0
3 | 25 | 8 | [17 empty] | 0 | 0
3 | 25 | 9 | [17 empty] | 0 | 0
3 | 25 | 10 | [17 empty] | 0 | 0
3 | 25 | 11 | [17 empty] | 0 | 0
3 | 25 | 12 | [17 empty] | 0 | 0
3 | 25 | 13 | [17 empty] | 0 | 0
3 | 25 | 14 | [17 empty] | 0 | 0
3 | 25 | 15 | [17 empty] | 0 | 0
3 | 25 | 16 | [17 empty] | 0 | 0
3 | 25 | 17 | [17 empty] | 0 | 0
3 | 25 | 18 | [17 empty] | 0 | 0
3 | 25 | 19 | [17 empty] | 0 | 0
3 | 25 | 20 | [17 empty] | 0 | 0
3 | 25 | 21 | [17 empty] | 0 | 0
3 | 25 | 22 | [17 empty] | 0 | 0
3 | 25 | 23 | [17 empty] | 0 | 0
3 | 25 | 24 | [17 empty] | 0 | 0
3 | 26 | 1 | [17 empty] | 0 | 0
3 | 26 | 2 | [17 empty] | 0 | 0
3 | 26 | 3 | [17 empty] | 0 | 0
3 | 26 | 4 | [17 empty] | 0 | 0
3 | 26 | 5 | [17 empty] | 0 | 0
3 | 26 | 6 | [17 empty] | 0 | 0
3 | 26 | 7 | [17 empty] | 0 | 0
3 | 26 | 8 | [17 empty] | 0 | 0
3 | 26 | 9 | [17 empty] | 0 | 0
3 | 26 | 10 | [17 empty] | 0 | 0
3 | 26 | 11 | [17 empty] | 0 | 0
3 | 26 | 12 | [17 empty] | 0 | 0
3 | 26 | 13 | [17 empty] | 0 | 0
3 | 26 | 14 | [17 empty] | 0 | 0
3 | 26 | 15 | [17 empty] | 0 | 0
3 | 26 | 16 | [17 empty] | 0 | 0
3 | 26 | 17 | [17 empty] | 0 | 0
3 | 26 | 18 | [17 empty] | 0 | 0
3 | 26 | 19 | [17 empty] | 0 | 0
3 | 26 | 20 | [17 empty] | 0 | 0
3 | 26 | 21 | [17 empty] | 0 | 0
3 | 26 | 22 | [17 empty] | 0 | 0
3 | 26 | 23 | [17 empty] | 0 | 0
3 | 26 | 24 | [17 empty] | 0 | 0
3 | 27 | 1 | [17 empty] | 0 | 0
3 | 27 | 2 | [17 empty] | 0 | 0
3 | 27 | 3 | [17 empty] | 0 | 0
3 | 27 | 4 | [17 empty] | 0 | 0
3 | 27 | 5 | [17 empty] | 0 | 0
3 | 27 | 6 | [17 empty] | 0 | 0
3 | 27 | 7 | [17 empty] | 0 | 0
3 | 27 | 8 | [17 empty] | 0 | 0
3 | 27 | 9 | [17 empty] | 0 | 0
3 | 27 | 10 | [17 empty] | 0 | 0
3 | 27 | 11 | [17 empty] | 0 | 0
3 | 27 | 12 | [17 empty] | 0 | 0
3 | 27 | 13 | [17 empty] | 0 | 0
3 | 27 | 14 | [17 empty] | 0 | 0
3 | 27 | 15 | [17 empty] | 0 | 0
3 | 27 | 16 | [17 empty] | 0 | 0
3 | 27 | 17 | [17 empty] | 0 | 0
3 | 27 | 18 | [17 empty] | 0 | 0
3 | 27 | 19 | [17 empty] | 0 | 0
3 | 27 | 20 | [17 empty] | 0 | 0
3 | 27 | 21 | [17 empty] | 0 | 0
3 | 27 | 22 | [17 empty] | 0 | 0
3 | 27 | 23 | [17 empty] | 0 | 0
3 | 27 | 24 | [17 empty] | 0 | 0
3 | 28 | 1 | [17 empty] | 0 | 0
3 | 28 | 2 | [17 empty] | 0 | 0
3 | 28 | 3 | [17 empty] | 0 | 0
3 | 28 | 4 | [17 empty] | 0 | 0
3 | 28 | 5 | [17 empty] | 0 | 0
3 | 28 | 6 | [17 empty] | 0 | 0
3 | 28 | 7 | [17 empty] | 0 | 0
3 | 28 | 8 | [17 empty] | 0 | 0
3 | 28 | 9 | [17 empty] | 0 | 0
3 | 28 | 10 | [17 empty] | 0 | 0
3 | 28 | 11 | [17 empty] | 0 | 0
3 | 28 | 12 | [17 empty] | 0 | 0
3 | 28 | 13 | [17 empty] | 0 | 0
3 | 28 | 14 | [17 empty] | 0 | 0
3 | 28 | 15 | [17 empty] | 0 | 0
3 | 28 | 16 | [17 empty] | 0 | 0
3 | 28 | 17 | [17 empty] | 0 | 0
3 | 28 | 18 | [17 empty] | 0 | 0
3 | 28 | 19 | [17 empty] | 0 | 0
3 | 28 | 20 | [17 empty] | 0 | 0
3 | 28 | 21 | [17 empty] | 0 | 0
3 | 28 | 22 | [17 empty] | 0 | 0
3 | 28 | 23 | [17 empty] | 0 | 0
3 | 28 | 24 | [17 empty] | 0 | 0
3 | 29 | 1 | [17 empty] | 0 | 0
3 | 29 | 2 | [17 empty] | 0 | 0
3 | 29 | 3 | [17 empty] | 0 | 0
3 | 29 | 4 | [17 empty] | 0 | 0
3 | 29 | 5 | [17 empty] | 0 | 0
3 | 29 | 6 | [17 empty] | 0 | 0
3 | 29 | 7 | [17 empty] | 0 | 0
3 | 29 | 8 | [17 empty] | 0 | 0
3 | 29 | 9 | [17 empty] | 0 | 0
3 | 29 | 10 | [17 empty] | 0 | 0
3 | 29 | 11 | [17 empty] | 0 | 0
3 | 29 | 12 | [17 empty] | 0 | 0
3 | 29 | 13 | [17 empty] | 0 | 0
3 | 29 | 14 | [17 empty] | 0 | 0
3 | 29 | 15 | [17 empty] | 0 | 0
3 | 29 | 16 | [17 empty] | 0 | 0
3 | 29 | 17 | [17 empty] | 0 | 0
3 | 29 | 18 | [17 empty] | 0 | 0
3 | 29 | 19 | [17 empty] | 0 | 0
3 | 29 | 20 | [17 empty] | 0 | 0
3 | 29 | 21 | [17 empty] | 0 | 0
3 | 29 | 22 | [17 empty] | 0 | 0
3 | 29 | 23 | [17 empty] | 0 | 0
3 | 29 | 24 | [17 empty] | 0 | 0
3 | 30 | 1 | [17 empty] | 0 | 0
3 | 30 | 2 | [17 empty] | 0 | 0
3 | 30 | 3 | [17 empty] | 0 | 0
3 | 30 | 4 | [17 empty] | 0 | 0
3 | 30 | 5 | [17 empty] | 0 | 0
3 | 30 | 6 | [17 empty] | 0 | 0
3 | 30 | 7 | [17 empty] | 0 | 0
3 | 30 | 8 | [17 empty] | 0 | 0
3 | 30 | 9 | [17 empty] | 0 | 0
3 | 30 | 10 | [17 empty] | 0 | 0
3 | 30 | 11 | [17 empty] | 0 | 0
3 | 30 | 12 | [17 empty] | 0 | 0
3 | 30 | 13 | [17 empty] | 0 | 0
3 | 30 | 14 | [17 empty] | 0 | 0
3 | 30 | 15 | [17 empty] | 0 | 0
3 | 30 | 16 | [17 empty] | 0 | 0
3 | 30 | 17 | [17 empty] | 0 | 0
3 | 30 | 18 | [17 empty] | 0 | 0
3 | 30 | 19 | [17 empty] | 0 | 0
3 | 30 | 20 | [17 empty] | 0 | 0
3 | 30 | 21 | [17 empty] | 0 | 0
3 | 30 | 22 | [17 empty] | 0 | 0
3 | 30 | 23 | [17 empty] | 0 | 0
3 | 30 | 24 | [17 empty] | 0 | 0
3 | 31 | 1 | [17 empty] | 0 | 0
3 | 31 | 2 | [17 empty] | 0 | 0
3 | 31 | 3 | [17 empty] | 0 | 0
3 | 31 | 4 | [17 empty] | 0 | 0
3 | 31 | 5 | [17 empty] | 0 | 0
3 | 31 | 6 | [17 empty] | 0 | 0
3 | 31 | 7 | [17 empty] | 0 | 0
3 | 31 | 8 | [17 empty] | 0 | 0
3 | 31 | 9 | [17 empty] | 0 | 0
3 | 31 | 10 | [17 empty] | 0 | 0
3 | 31 | 11 | [17 empty] | 0 | 0
3 | 31 | 12 | [17 empty] | 0 | 0
3 | 31 | 13 | [17 empty] | 0 | 0
3 | 31 | 14 | [17 empty] | 0 | 0
3 | 31 | 15 | [17 empty] | 0 | 0
3 | 31 | 16 | [17 empty] | 0 | 0
3 | 31 | 17 | [17 empty] | 0 | 0
3 | 31 | 18 | [17 empty] | 0 | 0
3 | 31 | 19 | [17 empty] | 0 | 0
3 | 31 | 20 | [17 empty] | 0 | 0
3 | 31 | 21 | [17 empty] | 0 | 0
3 | 31 | 22 | [17 empty] | 0 | 0
3 | 31 | 23 | [17 empty] | 0 | 0
3 | 31 | 24 | [17 empty] | 0 | 0
4 | 1 | 1 | [17 empty] | 0 | 0
4 | 1 | 2 | [17 empty] | 0 | 0
4 | 1 | 3 | [17 empty] | 0 | 0
4 | 1 | 4 | [17 empty] | 0 | 0
4 | 1 | 5 | [17 empty] | 0 | 0
4 | 1 | 6 | [17 empty] | 0 | 0
4 | 1 | 7 | [17 empty] | 0 | 0
4 | 1 | 8 | [17 empty] | 0 | 0
4 | 1 | 9 | [17 empty] | 0 | 0
4 | 1 | 10 | [17 empty] | 0 | 0
4 | 1 | 11 | [17 empty] | 0 | 0
4 | 1 | 12 | [17 empty] | 0 | 0
4 | 1 | 13 | [17 empty] | 0 | 0
4 | 1 | 14 | [17 empty] | 0 | 0
4 | 1 | 15 | [17 empty] | 0 | 0
4 | 1 | 16 | [17 empty] | 0 | 0
4 | 1 | 17 | [17 empty] | 0 | 0
4 | 1 | 18 | [17 empty] | 0 | 0
4 | 1 | 19 | [17 empty] | 0 | 0
4 | 1 | 20 | [17 empty] | 0 | 0
4 | 1 | 21 | [17 empty] | 0 | 0
4 | 1 | 22 | [17 empty] | 0 | 0
4 | 1 | 23 | [17 empty] | 0 | 0
4 | 1 | 24 | [17 empty] | 0 | 0
4 | 2 | 1 | [17 empty] | 0 | 0
4 | 2 | 2 | [17 empty] | 0 | 0
4 | 2 | 3 | [17 empty] | 0 | 0
4 | 2 | 4 | [17 empty] | 0 | 0
4 | 2 | 5 | [17 empty] | 0 | 0
4 | 2 | 6 | [17 empty] | 0 | 0
4 | 2 | 7 | [17 empty] | 0 | 0
4 | 2 | 8 | [17 empty] | 0 | 0
4 | 2 | 9 | [17 empty] | 0 | 0
4 | 2 | 10 | [17 empty] | 0 | 0
4 | 2 | 11 | [17 empty] | 0 | 0
4 | 2 | 12 | [17 empty] | 0 | 0
4 | 2 | 13 | [17 empty] | 0 | 0
4 | 2 | 14 | [17 empty] | 0 | 0
4 | 2 | 15 | [17 empty] | 0 | 0
4 | 2 | 16 | [17 empty] | 0 | 0
4 | 2 | 17 | [17 empty] | 0 | 0
4 | 2 | 18 | [17 empty] | 0 | 0
4 | 2 | 19 | [17 empty] | 0 | 0
4 | 2 | 20 | [17 empty] | 0 | 0
4 | 2 | 21 | [17 empty] | 0 | 0
4 | 2 | 22 | [17 empty] | 0 | 0
4 | 2 | 23 | [17 empty] | 0 | 0
4 | 2 | 24 | [17 empty] | 0 | 0
4 | 3 | 1 | [17 empty] | 0 | 0
4 | 3 | 2 | [17 empty] | 0 | 0
4 | 3 | 3 | [17 empty] | 0 | 0
4 | 3 | 4 | [17 empty] | 0 | 0
4 | 3 | 5 | [17 empty] | 0 | 0
4 | 3 | 6 | [17 empty] | 0 | 0
4 | 3 | 7 | [17 empty] | 0 | 0
4 | 3 | 8 | [17 empty] | 0 | 0
4 | 3 | 9 | [17 empty] | 0 | 0
4 | 3 | 10 | [17 empty] | 0 | 0
4 | 3 | 11 | [17 empty] | 0 | 0
4 | 3 | 12 | [17 empty] | 0 | 0
4 | 3 | 13 | [17 empty] | 0 | 0
4 | 3 | 14 | [17 empty] | 0 | 0
4 | 3 | 15 | [17 empty] | 0 | 0
4 | 3 | 16 | [17 empty] | 0 | 0
4 | 3 | 17 | [17 empty] | 0 | 0
4 | 3 | 18 | [17 empty] | 0 | 0
4 | 3 | 19 | [17 empty] | 0 | 0
4 | 3 | 20 | [17 empty] | 0 | 0
4 | 3 | 21 | [17 empty] | 0 | 0
4 | 3 | 22 | [17 empty] | 0 | 0
4 | 3 | 23 | [17 empty] | 0 | 0
4 | 3 | 24 | [17 empty] | 0 | 0
4 | 4 | 1 | [17 empty] | 0 | 0
4 | 4 | 2 | [17 empty] | 0 | 0
4 | 4 | 3 | [17 empty] | 0 | 0
4 | 4 | 4 | [17 empty] | 0 | 0
4 | 4 | 5 | [17 empty] | 0 | 0
4 | 4 | 6 | [17 empty] | 0 | 0
4 | 4 | 7 | [17 empty] | 0 | 0
4 | 4 | 8 | [17 empty] | 0 | 0
4 | 4 | 9 | [17 empty] | 0 | 0
4 | 4 | 10 | [17 empty] | 0 | 0
4 | 4 | 11 | [17 empty] | 0 | 0
4 | 4 | 12 | [17 empty] | 0 | 0
4 | 4 | 13 | [17 empty] | 0 | 0
4 | 4 | 14 | [17 empty] | 0 | 0
4 | 4 | 15 | [17 empty] | 0 | 0
4 | 4 | 16 | [17 empty] | 0 | 0
4 | 4 | 17 | [17 empty] | 0 | 0
4 | 4 | 18 | [17 empty] | 0 | 0
4 | 4 | 19 | [17 empty] | 0 | 0
4 | 4 | 20 | [17 empty] | 0 | 0
4 | 4 | 21 | [17 empty] | 0 | 0
4 | 4 | 22 | [17 empty] | 0 | 0
4 | 4 | 23 | [17 empty] | 0 | 0
4 | 4 | 24 | [17 empty] | 0 | 0
4 | 5 | 1 | [17 empty] | 0 | 0
4 | 5 | 2 | [17 empty] | 0 | 0
4 | 5 | 3 | [17 empty] | 0 | 0
4 | 5 | 4 | [17 empty] | 0 | 0
4 | 5 | 5 | [17 empty] | 0 | 0
4 | 5 | 6 | [17 empty] | 0 | 0
4 | 5 | 7 | [17 empty] | 0 | 0
4 | 5 | 8 | [17 empty] | 0 | 0
4 | 5 | 9 | [17 empty] | 0 | 0
4 | 5 | 10 | [17 empty] | 0 | 0
4 | 5 | 11 | [17 empty] | 0 | 0
4 | 5 | 12 | [17 empty] | 0 | 0
4 | 5 | 13 | [17 empty] | 0 | 0
4 | 5 | 14 | [17 empty] | 0 | 0
4 | 5 | 15 | [17 empty] | 0 | 0
4 | 5 | 16 | [17 empty] | 0 | 0
4 | 5 | 17 | [17 empty] | 0 | 0
4 | 5 | 18 | [17 empty] | 0 | 0
4 | 5 | 19 | [17 empty] | 0 | 0
4 | 5 | 20 | [17 empty] | 0 | 0
4 | 5 | 21 | [17 empty] | 0 | 0
4 | 5 | 22 | [17 empty] | 0 | 0
4 | 5 | 23 | [17 empty] | 0 | 0
4 | 5 | 24 | [17 empty] | 0 | 0
4 | 6 | 1 | [17 empty] | 0 | 0
4 | 6 | 2 | [17 empty] | 0 | 0
4 | 6 | 3 | [17 empty] | 0 | 0
4 | 6 | 4 | [17 empty] | 0 | 0
4 | 6 | 5 | [17 empty] | 0 | 0
4 | 6 | 6 | [17 empty] | 0 | 0
4 | 6 | 7 | [17 empty] | 0 | 0
4 | 6 | 8 | [17 empty] | 0 | 0
4 | 6 | 9 | [17 empty] | 0 | 0
4 | 6 | 10 | [17 empty] | 0 | 0
4 | 6 | 11 | [17 empty] | 0 | 0
4 | 6 | 12 | [17 empty] | 0 | 0
4 | 6 | 13 | [17 empty] | 0 | 0
4 | 6 | 14 | [17 empty] | 0 | 0
4 | 6 | 15 | [17 empty] | 0 | 0
4 | 6 | 16 | [17 empty] | 0 | 0
4 | 6 | 17 | [17 empty] | 0 | 0
4 | 6 | 18 | [17 empty] | 0 | 0
4 | 6 | 19 | [17 empty] | 0 | 0
4 | 6 | 20 | [17 empty] | 0 | 0
4 | 6 | 21 | [17 empty] | 0 | 0
4 | 6 | 22 | [17 empty] | 0 | 0
4 | 6 | 23 | [17 empty] | 0 | 0
4 | 6 | 24 | [17 empty] | 0 | 0
4 | 7 | 1 | [17 empty] | 0 | 0
4 | 7 | 2 | [17 empty] | 0 | 0
4 | 7 | 3 | [17 empty] | 0 | 0
4 | 7 | 4 | [17 empty] | 0 | 0
4 | 7 | 5 | [17 empty] | 0 | 0
4 | 7 | 6 | [17 empty] | 0 | 0
4 | 7 | 7 | [17 empty] | 0 | 0
4 | 7 | 8 | [17 empty] | 0 | 0
4 | 7 | 9 | [17 empty] | 0 | 0
4 | 7 | 10 | [17 empty] | 0 | 0
4 | 7 | 11 | [17 empty] | 0 | 0
4 | 7 | 12 | [17 empty] | 0 | 0
4 | 7 | 13 | [17 empty] | 0 | 0
4 | 7 | 14 | [17 empty] | 0 | 0
4 | 7 | 15 | [17 empty] | 0 | 0
4 | 7 | 16 | [17 empty] | 0 | 0
4 | 7 | 17 | [17 empty] | 0 | 0
4 | 7 | 18 | [17 empty] | 0 | 0
4 | 7 | 19 | [17 empty] | 0 | 0
4 | 7 | 20 | [17 empty] | 0 | 0
4 | 7 | 21 | [17 empty] | 0 | 0
4 | 7 | 22 | [17 empty] | 0 | 0
4 | 7 | 23 | [17 empty] | 0 | 0
4 | 7 | 24 | [17 empty] | 0 | 0
4 | 8 | 1 | [17 empty] | 0 | 0
4 | 8 | 2 | [17 empty] | 0 | 0
4 | 8 | 3 | [17 empty] | 0 | 0
4 | 8 | 4 | [17 empty] | 0 | 0
4 | 8 | 5 | [17 empty] | 0 | 0
4 | 8 | 6 | [17 empty] | 0 | 0
4 | 8 | 7 | [17 empty] | 0 | 0
4 | 8 | 8 | [17 empty] | 0 | 0
4 | 8 | 9 | [17 empty] | 0 | 0
4 | 8 | 10 | [17 empty] | 0 | 0
4 | 8 | 11 | [17 empty] | 0 | 0
4 | 8 | 12 | [17 empty] | 0 | 0
4 | 8 | 13 | [17 empty] | 0 | 0
4 | 8 | 14 | [17 empty] | 0 | 0
4 | 8 | 15 | [17 empty] | 0 | 0
4 | 8 | 16 | [17 empty] | 0 | 0
4 | 8 | 17 | [17 empty] | 0 | 0
4 | 8 | 18 | [17 empty] | 0 | 0
4 | 8 | 19 | [17 empty] | 0 | 0
4 | 8 | 20 | [17 empty] | 0 | 0
4 | 8 | 21 | [17 empty] | 0 | 0
4 | 8 | 22 | [17 empty] | 0 | 0
4 | 8 | 23 | [17 empty] | 0 | 0
4 | 8 | 24 | [17 empty] | 0 | 0
4 | 9 | 1 | [17 empty] | 0 | 0
4 | 9 | 2 | [17 empty] | 0 | 0
4 | 9 | 3 | [17 empty] | 0 | 0
4 | 9 | 4 | [17 empty] | 0 | 0
4 | 9 | 5 | [17 empty] | 0 | 0
4 | 9 | 6 | [17 empty] | 0 | 0
4 | 9 | 7 | [17 empty] | 0 | 0
4 | 9 | 8 | [17 empty] | 0 | 0
4 | 9 | 9 | [17 empty] | 0 | 0
4 | 9 | 10 | [17 empty] | 0 | 0
4 | 9 | 11 | [17 empty] | 0 | 0
4 | 9 | 12 | [17 empty] | 0 | 0
4 | 9 | 13 | [17 empty] | 0 | 0
4 | 9 | 14 | [17 empty] | 0 | 0
4 | 9 | 15 | [17 empty] | 0 | 0
4 | 9 | 16 | [17 empty] | 0 | 0
4 | 9 | 17 | [17 empty] | 0 | 0
4 | 9 | 18 | [17 empty] | 0 | 0
4 | 9 | 19 | [17 empty] | 0 | 0
4 | 9 | 20 | [17 empty] | 0 | 0
4 | 9 | 21 | [17 empty] | 0 | 0
4 | 9 | 22 | [17 empty] | 0 | 0
4 | 9 | 23 | [17 empty] | 0 | 0
4 | 9 | 24 | [17 empty] | 0 | 0
4 | 10 | 1 | [17 empty] | 0 | 0
4 | 10 | 2 | [17 empty] | 0 | 0
4 | 10 | 3 | [17 empty] | 0 | 0
4 | 10 | 4 | [17 empty] | 0 | 0
4 | 10 | 5 | [17 empty] | 0 | 0
4 | 10 | 6 | [17 empty] | 0 | 0
4 | 10 | 7 | [17 empty] | 0 | 0
4 | 10 | 8 | [17 empty] | 0 | 0
4 | 10 | 9 | [17 empty] | 0 | 0
4 | 10 | 10 | [17 empty] | 0 | 0
4 | 10 | 11 | [17 empty] | 0 | 0
4 | 10 | 12 | [17 empty] | 0 | 0
4 | 10 | 13 | [17 empty] | 0 | 0
4 | 10 | 14 | [17 empty] | 0 | 0
4 | 10 | 15 | [17 empty] | 0 | 0
4 | 10 | 16 | [17 empty] | 0 | 0
4 | 10 | 17 | [17 empty] | 0 | 0
4 | 10 | 18 | [17 empty] | 0 | 0
4 | 10 | 19 | [17 empty] | 0 | 0
4 | 10 | 20 | [17 empty] | 0 | 0
4 | 10 | 21 | [17 empty] | 0 | 0
4 | 10 | 22 | [17 empty] | 0 | 0
4 | 10 | 23 | [17 empty] | 0 | 0
4 | 10 | 24 | [17 empty] | 0 | 0
4 | 11 | 1 | [17 empty] | 0 | 0
4 | 11 | 2 | [17 empty] | 0 | 0
4 | 11 | 3 | [17 empty] | 0 | 0
4 | 11 | 4 | [17 empty] | 0 | 0
4 | 11 | 5 | [17 empty] | 0 | 0
4 | 11 | 6 | [17 empty] | 0 | 0
4 | 11 | 7 | [17 empty] | 0 | 0
4 | 11 | 8 | [17 empty] | 0 | 0
4 | 11 | 9 | [17 empty] | 0 | 0
4 | 11 | 10 | [17 empty] | 0 | 0
4 | 11 | 11 | [17 empty] | 0 | 0
4 | 11 | 12 | [17 empty] | 0 | 0
4 | 11 | 13 | [17 empty] | 0 | 0
4 | 11 | 14 | [17 empty] | 0 | 0
4 | 11 | 15 | [17 empty] | 0 | 0
4 | 11 | 16 | [17 empty] | 0 | 0
4 | 11 | 17 | [17 empty] | 0 | 0
4 | 11 | 18 | [17 empty] | 0 | 0
4 | 11 | 19 | [17 empty] | 0 | 0
4 | 11 | 20 | [17 empty] | 0 | 0
4 | 11 | 21 | [17 empty] | 0 | 0
4 | 11 | 22 | [17 empty] | 0 | 0
4 | 11 | 23 | [17 empty] | 0 | 0
4 | 11 | 24 | [17 empty] | 0 | 0
4 | 12 | 1 | [17 empty] | 0 | 0
4 | 12 | 2 | [17 empty] | 0 | 0
4 | 12 | 3 | [17 empty] | 0 | 0
4 | 12 | 4 | [17 empty] | 0 | 0
4 | 12 | 5 | [17 empty] | 0 | 0
4 | 12 | 6 | [17 empty] | 0 | 0
4 | 12 | 7 | [17 empty] | 0 | 0
4 | 12 | 8 | [17 empty] | 0 | 0
4 | 12 | 9 | [17 empty] | 0 | 0
4 | 12 | 10 | [17 empty] | 0 | 0
4 | 12 | 11 | [17 empty] | 0 | 0
4 | 12 | 12 | [17 empty] | 0 | 0
4 | 12 | 13 | [17 empty] | 0 | 0
4 | 12 | 14 | [17 empty] | 0 | 0
4 | 12 | 15 | [17 empty] | 0 | 0
4 | 12 | 16 | [17 empty] | 0 | 0
4 | 12 | 17 | [17 empty] | 0 | 0
4 | 12 | 18 | [17 empty] | 0 | 0
4 | 12 | 19 | [17 empty] | 0 | 0
4 | 12 | 20 | [17 empty] | 0 | 0
4 | 12 | 21 | [17 empty] | 0 | 0
4 | 12 | 22 | [17 empty] | 0 | 0
4 | 12 | 23 | [17 empty] | 0 | 0
4 | 12 | 24 | [17 empty] | 0 | 0
4 | 13 | 1 | [17 empty] | 0 | 0
4 | 13 | 2 | [17 empty] | 0 | 0
4 | 13 | 3 | [17 empty] | 0 | 0
4 | 13 | 4 | [17 empty] | 0 | 0
4 | 13 | 5 | [17 empty] | 0 | 0
4 | 13 | 6 | [17 empty] | 0 | 0
4 | 13 | 7 | [17 empty] | 0 | 0
4 | 13 | 8 | [17 empty] | 0 | 0
4 | 13 | 9 | [17 empty] | 0 | 0
4 | 13 | 10 | [17 empty] | 0 | 0
4 | 13 | 11 | [17 empty] | 0 | 0
4 | 13 | 12 | [17 empty] | 0 | 0
4 | 13 | 13 | [17 empty] | 0 | 0
4 | 13 | 14 | [17 empty] | 0 | 0
4 | 13 | 15 | [17 empty] | 0 | 0
4 | 13 | 16 | [17 empty] | 0 | 0
4 | 13 | 17 | [17 empty] | 0 | 0
4 | 13 | 18 | [17 empty] | 0 | 0
4 | 13 | 19 | [17 empty] | 0 | 0
4 | 13 | 20 | [17 empty] | 0 | 0
4 | 13 | 21 | [17 empty] | 0 | 0
4 | 13 | 22 | [17 empty] | 0 | 0
4 | 13 | 23 | [17 empty] | 0 | 0
4 | 13 | 24 | [17 empty] | 0 | 0
4 | 14 | 1 | [17 empty] | 0 | 0
4 | 14 | 2 | [17 empty] | 0 | 0
4 | 14 | 3 | [17 empty] | 0 | 0
4 | 14 | 4 | [17 empty] | 0 | 0
4 | 14 | 5 | [17 empty] | 0 | 0
4 | 14 | 6 | [17 empty] | 0 | 0
4 | 14 | 7 | [17 empty] | 0 | 0
4 | 14 | 8 | [17 empty] | 0 | 0
4 | 14 | 9 | [17 empty] | 0 | 0
4 | 14 | 10 | [17 empty] | 0 | 0
4 | 14 | 11 | [17 empty] | 0 | 0
4 | 14 | 12 | [17 empty] | 0 | 0
4 | 14 | 13 | [17 empty] | 0 | 0
4 | 14 | 14 | [17 empty] | 0 | 0
4 | 14 | 15 | [17 empty] | 0 | 0
4 | 14 | 16 | [17 empty] | 0 | 0
4 | 14 | 17 | [17 empty] | 0 | 0
4 | 14 | 18 | [17 empty] | 0 | 0
4 | 14 | 19 | [17 empty] | 0 | 0
4 | 14 | 20 | [17 empty] | 0 | 0
4 | 14 | 21 | [17 empty] | 0 | 0
4 | 14 | 22 | [17 empty] | 0 | 0
4 | 14 | 23 | [17 empty] | 0 | 0
4 | 14 | 24 | [17 empty] | 0 | 0
4 | 15 | 1 | [17 empty] | 0 | 0
4 | 15 | 2 | [17 empty] | 0 | 0
4 | 15 | 3 | [17 empty] | 0 | 0
4 | 15 | 4 | [17 empty] | 0 | 0
4 | 15 | 5 | [17 empty] | 0 | 0
4 | 15 | 6 | [17 empty] | 0 | 0
4 | 15 | 7 | [17 empty] | 0 | 0
4 | 15 | 8 | [17 empty] | 0 | 0
4 | 15 | 9 | [17 empty] | 0 | 0
4 | 15 | 10 | [17 empty] | 0 | 0
4 | 15 | 11 | [17 empty] | 0 | 0
4 | 15 | 12 | [17 empty] | 0 | 0
4 | 15 | 13 | [17 empty] | 0 | 0
4 | 15 | 14 | [17 empty] | 0 | 0
4 | 15 | 15 | [17 empty] | 0 | 0
4 | 15 | 16 | [17 empty] | 0 | 0
4 | 15 | 17 | [17 empty] | 0 | 0
4 | 15 | 18 | [17 empty] | 0 | 0
4 | 15 | 19 | [17 empty] | 0 | 0
4 | 15 | 20 | [17 empty] | 0 | 0
4 | 15 | 21 | [17 empty] | 0 | 0
4 | 15 | 22 | [17 empty] | 0 | 0
4 | 15 | 23 | [17 empty] | 0 | 0
4 | 15 | 24 | [17 empty] | 0 | 0
4 | 16 | 1 | [17 empty] | 0 | 0
4 | 16 | 2 | [17 empty] | 0 | 0
4 | 16 | 3 | [17 empty] | 0 | 0
4 | 16 | 4 | [17 empty] | 0 | 0
4 | 16 | 5 | [17 empty] | 0 | 0
4 | 16 | 6 | [17 empty] | 0 | 0
4 | 16 | 7 | [17 empty] | 0 | 0
4 | 16 | 8 | [17 empty] | 0 | 0
4 | 16 | 9 | [17 empty] | 0 | 0
4 | 16 | 10 | [17 empty] | 0 | 0
4 | 16 | 11 | [17 empty] | 0 | 0
4 | 16 | 12 | [17 empty] | 0 | 0
4 | 16 | 13 | [17 empty] | 0 | 0
4 | 16 | 14 | [17 empty] | 0 | 0
4 | 16 | 15 | [17 empty] | 0 | 0
4 | 16 | 16 | [17 empty] | 0 | 0
4 | 16 | 17 | [17 empty] | 0 | 0
4 | 16 | 18 | [17 empty] | 0 | 0
4 | 16 | 19 | [17 empty] | 0 | 0
4 | 16 | 20 | [17 empty] | 0 | 0
4 | 16 | 21 | [17 empty] | 0 | 0
4 | 16 | 22 | [17 empty] | 0 | 0
4 | 16 | 23 | [17 empty] | 0 | 0
4 | 16 | 24 | [17 empty] | 0 | 0
4 | 17 | 1 | [17 empty] | 0 | 0
4 | 17 | 2 | [17 empty] | 0 | 0
4 | 17 | 3 | [17 empty] | 0 | 0
4 | 17 | 4 | [17 empty] | 0 | 0
4 | 17 | 5 | [17 empty] | 0 | 0
4 | 17 | 6 | [17 empty] | 0 | 0
4 | 17 | 7 | [17 empty] | 0 | 0
4 | 17 | 8 | [17 empty] | 0 | 0
4 | 17 | 9 | [17 empty] | 0 | 0
4 | 17 | 10 | [17 empty] | 0 | 0
4 | 17 | 11 | [17 empty] | 0 | 0
4 | 17 | 12 | [17 empty] | 0 | 0
4 | 17 | 13 | [17 empty] | 0 | 0
4 | 17 | 14 | [17 empty] | 0 | 0
4 | 17 | 15 | [17 empty] | 0 | 0
4 | 17 | 16 | [17 empty] | 0 | 0
4 | 17 | 17 | [17 empty] | 0 | 0
4 | 17 | 18 | [17 empty] | 0 | 0
4 | 17 | 19 | [17 empty] | 0 | 0
4 | 17 | 20 | [17 empty] | 0 | 0
4 | 17 | 21 | [17 empty] | 0 | 0
4 | 17 | 22 | [17 empty] | 0 | 0
4 | 17 | 23 | [17 empty] | 0 | 0
4 | 17 | 24 | [17 empty] | 0 | 0
4 | 18 | 1 | [17 empty] | 0 | 0
4 | 18 | 2 | [17 empty] | 0 | 0
4 | 18 | 3 | [17 empty] | 0 | 0
4 | 18 | 4 | [17 empty] | 0 | 0
4 | 18 | 5 | [17 empty] | 0 | 0
4 | 18 | 6 | [17 empty] | 0 | 0
4 | 18 | 7 | [17 empty] | 0 | 0
4 | 18 | 8 | [17 empty] | 0 | 0
4 | 18 | 9 | [17 empty] | 0 | 0
4 | 18 | 10 | [17 empty] | 0 | 0
4 | 18 | 11 | [17 empty] | 0 | 0
4 | 18 | 12 | [17 empty] | 0 | 0
4 | 18 | 13 | [17 empty] | 0 | 0
4 | 18 | 14 | [17 empty] | 0 | 0
4 | 18 | 15 | [17 empty] | 0 | 0
4 | 18 | 16 | [17 empty] | 0 | 0
4 | 18 | 17 | [17 empty] | 0 | 0
4 | 18 | 18 | [17 empty] | 0 | 0
4 | 18 | 19 | [17 empty] | 0 | 0
4 | 18 | 20 | [17 empty] | 0 | 0
4 | 18 | 21 | [17 empty] | 0 | 0
4 | 18 | 22 | [17 empty] | 0 | 0
4 | 18 | 23 | [17 empty] | 0 | 0
4 | 18 | 24 | [17 empty] | 0 | 0
4 | 19 | 1 | [17 empty] | 0 | 0
4 | 19 | 2 | [17 empty] | 0 | 0
4 | 19 | 3 | [17 empty] | 0 | 0
4 | 19 | 4 | [17 empty] | 0 | 0
4 | 19 | 5 | [17 empty] | 0 | 0
4 | 19 | 6 | [17 empty] | 0 | 0
4 | 19 | 7 | [17 empty] | 0 | 0
4 | 19 | 8 | [17 empty] | 0 | 0
4 | 19 | 9 | [17 empty] | 0 | 0
4 | 19 | 10 | [17 empty] | 0 | 0
4 | 19 | 11 | [17 empty] | 0 | 0
4 | 19 | 12 | [17 empty] | 0 | 0
4 | 19 | 13 | [17 empty] | 0 | 0
4 | 19 | 14 | [17 empty] | 0 | 0
4 | 19 | 15 | [17 empty] | 0 | 0
4 | 19 | 16 | [17 empty] | 0 | 0
4 | 19 | 17 | [17 empty] | 0 | 0
4 | 19 | 18 | [17 empty] | 0 | 0
4 | 19 | 19 | [17 empty] | 0 | 0
4 | 19 | 20 | [17 empty] | 0 | 0
4 | 19 | 21 | [17 empty] | 0 | 0
4 | 19 | 22 | [17 empty] | 0 | 0
4 | 19 | 23 | [17 empty] | 0 | 0
4 | 19 | 24 | [17 empty] | 0 | 0
4 | 20 | 1 | [17 empty] | 0 | 0
4 | 20 | 2 | [17 empty] | 0 | 0
4 | 20 | 3 | [17 empty] | 0 | 0
4 | 20 | 4 | [17 empty] | 0 | 0
4 | 20 | 5 | [17 empty] | 0 | 0
4 | 20 | 6 | [17 empty] | 0 | 0
4 | 20 | 7 | [17 empty] | 0 | 0
4 | 20 | 8 | [17 empty] | 0 | 0
4 | 20 | 9 | [17 empty] | 0 | 0
4 | 20 | 10 | [17 empty] | 0 | 0
4 | 20 | 11 | [17 empty] | 0 | 0
4 | 20 | 12 | [17 empty] | 0 | 0
4 | 20 | 13 | [17 empty] | 0 | 0
4 | 20 | 14 | [17 empty] | 0 | 0
4 | 20 | 15 | [17 empty] | 0 | 0
4 | 20 | 16 | [17 empty] | 0 | 0
4 | 20 | 17 | [17 empty] | 0 | 0
4 | 20 | 18 | [17 empty] | 0 | 0
4 | 20 | 19 | [17 empty] | 0 | 0
4 | 20 | 20 | [17 empty] | 0 | 0
4 | 20 | 21 | [17 empty] | 0 | 0
4 | 20 | 22 | [17 empty] | 0 | 0
4 | 20 | 23 | [17 empty] | 0 | 0
4 | 20 | 24 | [17 empty] | 0 | 0
4 | 21 | 1 | [17 empty] | 0 | 0
4 | 21 | 2 | [17 empty] | 0 | 0
4 | 21 | 3 | [17 empty] | 0 | 0
4 | 21 | 4 | [17 empty] | 0 | 0
4 | 21 | 5 | [17 empty] | 0 | 0
4 | 21 | 6 | [17 empty] | 0 | 0
4 | 21 | 7 | [17 empty] | 0 | 0
4 | 21 | 8 | [17 empty] | 0 | 0
4 | 21 | 9 | [17 empty] | 0 | 0
4 | 21 | 10 | [17 empty] | 0 | 0
4 | 21 | 11 | [17 empty] | 0 | 0
4 | 21 | 12 | [17 empty] | 0 | 0
4 | 21 | 13 | [17 empty] | 0 | 0
4 | 21 | 14 | [17 empty] | 0 | 0
4 | 21 | 15 | [17 empty] | 0 | 0
4 | 21 | 16 | [17 empty] | 0 | 0
4 | 21 | 17 | [17 empty] | 0 | 0
4 | 21 | 18 | [17 empty] | 0 | 0
4 | 21 | 19 | [17 empty] | 0 | 0
4 | 21 | 20 | [17 empty] | 0 | 0
4 | 21 | 21 | [17 empty] | 0 | 0
4 | 21 | 22 | [17 empty] | 0 | 0
4 | 21 | 23 | [17 empty] | 0 | 0
4 | 21 | 24 | [17 empty] | 0 | 0
4 | 22 | 1 | [17 empty] | 0 | 0
4 | 22 | 2 | [17 empty] | 0 | 0
4 | 22 | 3 | [17 empty] | 0 | 0
4 | 22 | 4 | [17 empty] | 0 | 0
4 | 22 | 5 | [17 empty] | 0 | 0
4 | 22 | 6 | [17 empty] | 0 | 0
4 | 22 | 7 | [17 empty] | 0 | 0
4 | 22 | 8 | [17 empty] | 0 | 0
4 | 22 | 9 | [17 empty] | 0 | 0
4 | 22 | 10 | [17 empty] | 0 | 0
4 | 22 | 11 | [17 empty] | 0 | 0
4 | 22 | 12 | [17 empty] | 0 | 0
4 | 22 | 13 | [17 empty] | 0 | 0
4 | 22 | 14 | [17 empty] | 0 | 0
4 | 22 | 15 | [17 empty] | 0 | 0
4 | 22 | 16 | [17 empty] | 0 | 0
4 | 22 | 17 | [17 empty] | 0 | 0
4 | 22 | 18 | [17 empty] | 0 | 0
4 | 22 | 19 | [17 empty] | 0 | 0
4 | 22 | 20 | [17 empty] | 0 | 0
4 | 22 | 21 | [17 empty] | 0 | 0
4 | 22 | 22 | [17 empty] | 0 | 0
4 | 22 | 23 | [17 empty] | 0 | 0
4 | 22 | 24 | [17 empty] | 0 | 0
4 | 23 | 1 | [17 empty] | 0 | 0
4 | 23 | 2 | [17 empty] | 0 | 0
4 | 23 | 3 | [17 empty] | 0 | 0
4 | 23 | 4 | [17 empty] | 0 | 0
4 | 23 | 5 | [17 empty] | 0 | 0
4 | 23 | 6 | [17 empty] | 0 | 0
4 | 23 | 7 | [17 empty] | 0 | 0
4 | 23 | 8 | [17 empty] | 0 | 0
4 | 23 | 9 | [17 empty] | 0 | 0
4 | 23 | 10 | [17 empty] | 0 | 0
4 | 23 | 11 | [17 empty] | 0 | 0
4 | 23 | 12 | [17 empty] | 0 | 0
4 | 23 | 13 | [17 empty] | 0 | 0
4 | 23 | 14 | [17 empty] | 0 | 0
4 | 23 | 15 | [17 empty] | 0 | 0
4 | 23 | 16 | [17 empty] | 0 | 0
4 | 23 | 17 | [17 empty] | 0 | 0
4 | 23 | 18 | [17 empty] | 0 | 0
4 | 23 | 19 | [17 empty] | 0 | 0
4 | 23 | 20 | [17 empty] | 0 | 0
4 | 23 | 21 | [17 empty] | 0 | 0
4 | 23 | 22 | [17 empty] | 0 | 0
4 | 23 | 23 | [17 empty] | 0 | 0
4 | 23 | 24 | [17 empty] | 0 | 0
4 | 24 | 1 | [17 empty] | 0 | 0
4 | 24 | 2 | [17 empty] | 0 | 0
4 | 24 | 3 | [17 empty] | 0 | 0
4 | 24 | 4 | [17 empty] | 0 | 0
4 | 24 | 5 | [17 empty] | 0 | 0
4 | 24 | 6 | [17 empty] | 0 | 0
4 | 24 | 7 | [17 empty] | 0 | 0
4 | 24 | 8 | [17 empty] | 0 | 0
4 | 24 | 9 | [17 empty] | 0 | 0
4 | 24 | 10 | [17 empty] | 0 | 0
4 | 24 | 11 | [17 empty] | 0 | 0
4 | 24 | 12 | [17 empty] | 0 | 0
4 | 24 | 13 | [17 empty] | 0 | 0
4 | 24 | 14 | [17 empty] | 0 | 0
4 | 24 | 15 | [17 empty] | 0 | 0
4 | 24 | 16 | [17 empty] | 0 | 0
4 | 24 | 17 | [17 empty] | 0 | 0
4 | 24 | 18 | [17 empty] | 0 | 0
4 | 24 | 19 | [17 empty] | 0 | 0
4 | 24 | 20 | [17 empty] | 0 | 0
4 | 24 | 21 | [17 empty] | 0 | 0
4 | 24 | 22 | [17 empty] | 0 | 0
4 | 24 | 23 | [17 empty] | 0 | 0
4 | 24 | 24 | [17 empty] | 0 | 0
4 | 25 | 1 | [17 empty] | 0 | 0
4 | 25 | 2 | [17 empty] | 0 | 0
4 | 25 | 3 | [17 empty] | 0 | 0
4 | 25 | 4 | [17 empty] | 0 | 0
4 | 25 | 5 | [17 empty] | 0 | 0
4 | 25 | 6 | [17 empty] | 0 | 0
4 | 25 | 7 | [17 empty] | 0 | 0
4 | 25 | 8 | [17 empty] | 0 | 0
4 | 25 | 9 | [17 empty] | 0 | 0
4 | 25 | 10 | [17 empty] | 0 | 0
4 | 25 | 11 | [17 empty] | 0 | 0
4 | 25 | 12 | [17 empty] | 0 | 0
4 | 25 | 13 | [17 empty] | 0 | 0
4 | 25 | 14 | [17 empty] | 0 | 0
4 | 25 | 15 | [17 empty] | 0 | 0
4 | 25 | 16 | [17 empty] | 0 | 0
4 | 25 | 17 | [17 empty] | 0 | 0
4 | 25 | 18 | [17 empty] | 0 | 0
4 | 25 | 19 | [17 empty] | 0 | 0
4 | 25 | 20 | [17 empty] | 0 | 0
4 | 25 | 21 | [17 empty] | 0 | 0
4 | 25 | 22 | [17 empty] | 0 | 0
4 | 25 | 23 | [17 empty] | 0 | 0
4 | 25 | 24 | [17 empty] | 0 | 0
4 | 26 | 1 | [17 empty] | 0 | 0
4 | 26 | 2 | [17 empty] | 0 | 0
4 | 26 | 3 | [17 empty] | 0 | 0
4 | 26 | 4 | [17 empty] | 0 | 0
4 | 26 | 5 | [17 empty] | 0 | 0
4 | 26 | 6 | [17 empty] | 0 | 0
4 | 26 | 7 | [17 empty] | 0 | 0
4 | 26 | 8 | [17 empty] | 0 | 0
4 | 26 | 9 | [17 empty] | 0 | 0
4 | 26 | 10 | [17 empty] | 0 | 0
4 | 26 | 11 | [17 empty] | 0 | 0
4 | 26 | 12 | [17 empty] | 0 | 0
4 | 26 | 13 | [17 empty] | 0 | 0
4 | 26 | 14 | [17 empty] | 0 | 0
4 | 26 | 15 | [17 empty] | 0 | 0
4 | 26 | 16 | [17 empty] | 0 | 0
4 | 26 | 17 | [17 empty] | 0 | 0
4 | 26 | 18 | [17 empty] | 0 | 0
4 | 26 | 19 | [17 empty] | 0 | 0
4 | 26 | 20 | [17 empty] | 0 | 0
4 | 26 | 21 | [17 empty] | 0 | 0
4 | 26 | 22 | [17 empty] | 0 | 0
4 | 26 | 23 | [17 empty] | 0 | 0
4 | 26 | 24 | [17 empty] | 0 | 0
4 | 27 | 1 | [17 empty] | 0 | 0
4 | 27 | 2 | [17 empty] | 0 | 0
4 | 27 | 3 | [17 empty] | 0 | 0
4 | 27 | 4 | [17 empty] | 0 | 0
4 | 27 | 5 | [17 empty] | 0 | 0
4 | 27 | 6 | [17 empty] | 0 | 0
4 | 27 | 7 | [17 empty] | 0 | 0
4 | 27 | 8 | [17 empty] | 0 | 0
4 | 27 | 9 | [17 empty] | 0 | 0
4 | 27 | 10 | [17 empty] | 0 | 0
4 | 27 | 11 | [17 empty] | 0 | 0
4 | 27 | 12 | [17 empty] | 0 | 0
4 | 27 | 13 | [17 empty] | 0 | 0
4 | 27 | 14 | [17 empty] | 0 | 0
4 | 27 | 15 | [17 empty] | 0 | 0
4 | 27 | 16 | [17 empty] | 0 | 0
4 | 27 | 17 | [17 empty] | 0 | 0
4 | 27 | 18 | [17 empty] | 0 | 0
4 | 27 | 19 | [17 empty] | 0 | 0
4 | 27 | 20 | [17 empty] | 0 | 0
4 | 27 | 21 | [17 empty] | 0 | 0
4 | 27 | 22 | [17 empty] | 0 | 0
4 | 27 | 23 | [17 empty] | 0 | 0
4 | 27 | 24 | [17 empty] | 0 | 0
4 | 28 | 1 | [17 empty] | 0 | 0
4 | 28 | 2 | [17 empty] | 0 | 0
4 | 28 | 3 | [17 empty] | 0 | 0
4 | 28 | 4 | [17 empty] | 0 | 0
4 | 28 | 5 | [17 empty] | 0 | 0
4 | 28 | 6 | [17 empty] | 0 | 0
4 | 28 | 7 | [17 empty] | 0 | 0
4 | 28 | 8 | [17 empty] | 0 | 0
4 | 28 | 9 | [17 empty] | 0 | 0
4 | 28 | 10 | [17 empty] | 0 | 0
4 | 28 | 11 | [17 empty] | 0 | 0
4 | 28 | 12 | [17 empty] | 0 | 0
4 | 28 | 13 | [17 empty] | 0 | 0
4 | 28 | 14 | [17 empty] | 0 | 0
4 | 28 | 15 | [17 empty] | 0 | 0
4 | 28 | 16 | [17 empty] | 0 | 0
4 | 28 | 17 | [17 empty] | 0 | 0
4 | 28 | 18 | [17 empty] | 0 | 0
4 | 28 | 19 | [17 empty] | 0 | 0
4 | 28 | 20 | [17 empty] | 0 | 0
4 | 28 | 21 | [17 empty] | 0 | 0
4 | 28 | 22 | [17 empty] | 0 | 0
4 | 28 | 23 | [17 empty] | 0 | 0
4 | 28 | 24 | [17 empty] | 0 | 0
4 | 29 | 1 | [17 empty] | 0 | 0
4 | 29 | 2 | [17 empty] | 0 | 0
4 | 29 | 3 | [17 empty] | 0 | 0
4 | 29 | 4 | [17 empty] | 0 | 0
4 | 29 | 5 | [17 empty] | 0 | 0
4 | 29 | 6 | [17 empty] | 0 | 0
4 | 29 | 7 | [17 empty] | 0 | 0
4 | 29 | 8 | [17 empty] | 0 | 0
4 | 29 | 9 | [17 empty] | 0 | 0
4 | 29 | 10 | [17 empty] | 0 | 0
4 | 29 | 11 | [17 empty] | 0 | 0
4 | 29 | 12 | [17 empty] | 0 | 0
4 | 29 | 13 | [17 empty] | 0 | 0
4 | 29 | 14 | [17 empty] | 0 | 0
4 | 29 | 15 | [17 empty] | 0 | 0
4 | 29 | 16 | [17 empty] | 0 | 0
4 | 29 | 17 | [17 empty] | 0 | 0
4 | 29 | 18 | [17 empty] | 0 | 0
4 | 29 | 19 | [17 empty] | 0 | 0
4 | 29 | 20 | [17 empty] | 0 | 0
4 | 29 | 21 | [17 empty] | 0 | 0
4 | 29 | 22 | [17 empty] | 0 | 0
4 | 29 | 23 | [17 empty] | 0 | 0
4 | 29 | 24 | [17 empty] | 0 | 0
4 | 30 | 1 | [17 empty] | 0 | 0
4 | 30 | 2 | [17 empty] | 0 | 0
4 | 30 | 3 | [17 empty] | 0 | 0
4 | 30 | 4 | [17 empty] | 0 | 0
4 | 30 | 5 | [17 empty] | 0 | 0
4 | 30 | 6 | [17 empty] | 0 | 0
4 | 30 | 7 | [17 empty] | 0 | 0
4 | 30 | 8 | [17 empty] | 0 | 0
4 | 30 | 9 | [17 empty] | 0 | 0
4 | 30 | 10 | [17 empty] | 0 | 0
4 | 30 | 11 | [17 empty] | 0 | 0
4 | 30 | 12 | [17 empty] | 0 | 0
4 | 30 | 13 | [17 empty] | 0 | 0
4 | 30 | 14 | [17 empty] | 0 | 0
4 | 30 | 15 | [17 empty] | 0 | 0
4 | 30 | 16 | [17 empty] | 0 | 0
4 | 30 | 17 | [17 empty] | 0 | 0
4 | 30 | 18 | [17 empty] | 0 | 0
4 | 30 | 19 | [17 empty] | 0 | 0
4 | 30 | 20 | [17 empty] | 0 | 0
4 | 30 | 21 | [17 empty] | 0 | 0
4 | 30 | 22 | [17 empty] | 0 | 0
4 | 30 | 23 | [17 empty] | 0 | 0
4 | 30 | 24 | [17 empty] | 0 | 0
5 | 1 | 1 | [17 empty] | 0 | 0
5 | 1 | 2 | [17 empty] | 0 | 0
5 | 1 | 3 | [17 empty] | 0 | 0
5 | 1 | 4 | [17 empty] | 0 | 0
5 | 1 | 5 | [17 empty] | 0 | 0
5 | 1 | 6 | [17 empty] | 0 | 0
5 | 1 | 7 | [17 empty] | 0 | 0
5 | 1 | 8 | [17 empty] | 0 | 0
5 | 1 | 9 | [17 empty] | 0 | 0
5 | 1 | 10 | [17 empty] | 0 | 0
5 | 1 | 11 | [17 empty] | 0 | 0
5 | 1 | 12 | [17 empty] | 0 | 0
5 | 1 | 13 | [17 empty] | 0 | 0
5 | 1 | 14 | [17 empty] | 0 | 0
5 | 1 | 15 | [17 empty] | 0 | 0
5 | 1 | 16 | [17 empty] | 0 | 0
5 | 1 | 17 | [17 empty] | 0 | 0
5 | 1 | 18 | [17 empty] | 0 | 0
5 | 1 | 19 | [17 empty] | 0 | 0
5 | 1 | 20 | [17 empty] | 0 | 0
5 | 1 | 21 | [17 empty] | 0 | 0
5 | 1 | 22 | [17 empty] | 0 | 0
5 | 1 | 23 | [17 empty] | 0 | 0
5 | 1 | 24 | [17 empty] | 0 | 0
5 | 2 | 1 | [17 empty] | 0 | 0
5 | 2 | 2 | [17 empty] | 0 | 0
5 | 2 | 3 | [17 empty] | 0 | 0
5 | 2 | 4 | [17 empty] | 0 | 0
5 | 2 | 5 | [17 empty] | 0 | 0
5 | 2 | 6 | [17 empty] | 0 | 0
5 | 2 | 7 | [17 empty] | 0 | 0
5 | 2 | 8 | [17 empty] | 0 | 0
5 | 2 | 9 | [17 empty] | 0 | 0
5 | 2 | 10 | [17 empty] | 0 | 0
5 | 2 | 11 | [17 empty] | 0 | 0
5 | 2 | 12 | [17 empty] | 0 | 0
5 | 2 | 13 | [17 empty] | 0 | 0
5 | 2 | 14 | [17 empty] | 0 | 0
5 | 2 | 15 | [17 empty] | 0 | 0
5 | 2 | 16 | [17 empty] | 0 | 0
5 | 2 | 17 | [17 empty] | 0 | 0
5 | 2 | 18 | [17 empty] | 0 | 0
5 | 2 | 19 | [17 empty] | 0 | 0
5 | 2 | 20 | [17 empty] | 0 | 0
5 | 2 | 21 | [17 empty] | 0 | 0
5 | 2 | 22 | [17 empty] | 0 | 0
5 | 2 | 23 | [17 empty] | 0 | 0
5 | 2 | 24 | [17 empty] | 0 | 0
5 | 3 | 1 | [17 empty] | 0 | 0
5 | 3 | 2 | [17 empty] | 0 | 0
5 | 3 | 3 | [17 empty] | 0 | 0
5 | 3 | 4 | [17 empty] | 0 | 0
5 | 3 | 5 | [17 empty] | 0 | 0
5 | 3 | 6 | [17 empty] | 0 | 0
5 | 3 | 7 | [17 empty] | 0 | 0
5 | 3 | 8 | [17 empty] | 0 | 0
5 | 3 | 9 | [17 empty] | 0 | 0
5 | 3 | 10 | [17 empty] | 0 | 0
5 | 3 | 11 | [17 empty] | 0 | 0
5 | 3 | 12 | [17 empty] | 0 | 0
5 | 3 | 13 | [17 empty] | 0 | 0
5 | 3 | 14 | [17 empty] | 0 | 0
5 | 3 | 15 | [17 empty] | 0 | 0
5 | 3 | 16 | [17 empty] | 0 | 0
5 | 3 | 17 | [17 empty] | 0 | 0
5 | 3 | 18 | [17 empty] | 0 | 0
5 | 3 | 19 | [17 empty] | 0 | 0
5 | 3 | 20 | [17 empty] | 0 | 0
5 | 3 | 21 | [17 empty] | 0 | 0
5 | 3 | 22 | [17 empty] | 0 | 0
5 | 3 | 23 | [17 empty] | 0 | 0
5 | 3 | 24 | [17 empty] | 0 | 0
5 | 4 | 1 | [17 empty] | 0 | 0
5 | 4 | 2 | [17 empty] | 0 | 0
5 | 4 | 3 | [17 empty] | 0 | 0
5 | 4 | 4 | [17 empty] | 0 | 0
5 | 4 | 5 | [17 empty] | 0 | 0
5 | 4 | 6 | [17 empty] | 0 | 0
5 | 4 | 7 | [17 empty] | 0 | 0
5 | 4 | 8 | [17 empty] | 0 | 0
5 | 4 | 9 | [17 empty] | 0 | 0
5 | 4 | 10 | [17 empty] | 0 | 0
5 | 4 | 11 | [17 empty] | 0 | 0
5 | 4 | 12 | [17 empty] | 0 | 0
5 | 4 | 13 | [17 empty] | 0 | 0
5 | 4 | 14 | [17 empty] | 0 | 0
5 | 4 | 15 | [17 empty] | 0 | 0
5 | 4 | 16 | [17 empty] | 0 | 0
5 | 4 | 17 | [17 empty] | 0 | 0
5 | 4 | 18 | [17 empty] | 0 | 0
5 | 4 | 19 | [17 empty] | 0 | 0
5 | 4 | 20 | [17 empty] | 0 | 0
5 | 4 | 21 | [17 empty] | 0 | 0
5 | 4 | 22 | [17 empty] | 0 | 0
5 | 4 | 23 | [17 empty] | 0 | 0
5 | 4 | 24 | [17 empty] | 0 | 0
5 | 5 | 1 | [17 empty] | 0 | 0
5 | 5 | 2 | [17 empty] | 0 | 0
5 | 5 | 3 | [17 empty] | 0 | 0
5 | 5 | 4 | [17 empty] | 0 | 0
5 | 5 | 5 | [17 empty] | 0 | 0
5 | 5 | 6 | [17 empty] | 0 | 0
5 | 5 | 7 | [17 empty] | 0 | 0
5 | 5 | 8 | [17 empty] | 0 | 0
5 | 5 | 9 | [17 empty] | 0 | 0
5 | 5 | 10 | [17 empty] | 0 | 0
5 | 5 | 11 | [17 empty] | 0 | 0
5 | 5 | 12 | [17 empty] | 0 | 0
5 | 5 | 13 | [17 empty] | 0 | 0
5 | 5 | 14 | [17 empty] | 0 | 0
5 | 5 | 15 | [17 empty] | 0 | 0
5 | 5 | 16 | [17 empty] | 0 | 0
5 | 5 | 17 | [17 empty] | 0 | 0
5 | 5 | 18 | [17 empty] | 0 | 0
5 | 5 | 19 | [17 empty] | 0 | 0
5 | 5 | 20 | [17 empty] | 0 | 0
5 | 5 | 21 | [17 empty] | 0 | 0
5 | 5 | 22 | [17 empty] | 0 | 0
5 | 5 | 23 | [17 empty] | 0 | 0
5 | 5 | 24 | [17 empty] | 0 | 0
5 | 6 | 1 | [17 empty] | 0 | 0
5 | 6 | 2 | [17 empty] | 0 | 0
5 | 6 | 3 | [17 empty] | 0 | 0
5 | 6 | 4 | [17 empty] | 0 | 0
5 | 6 | 5 | [17 empty] | 0 | 0
5 | 6 | 6 | [17 empty] | 0 | 0
5 | 6 | 7 | [17 empty] | 0 | 0
5 | 6 | 8 | [17 empty] | 0 | 0
5 | 6 | 9 | [17 empty] | 0 | 0
5 | 6 | 10 | [17 empty] | 0 | 0
5 | 6 | 11 | [17 empty] | 0 | 0
5 | 6 | 12 | [17 empty] | 0 | 0
5 | 6 | 13 | [17 empty] | 0 | 0
5 | 6 | 14 | [17 empty] | 0 | 0
5 | 6 | 15 | [17 empty] | 0 | 0
5 | 6 | 16 | [17 empty] | 0 | 0
5 | 6 | 17 | [17 empty] | 0 | 0
5 | 6 | 18 | [17 empty] | 0 | 0
5 | 6 | 19 | [17 empty] | 0 | 0
5 | 6 | 20 | [17 empty] | 0 | 0
5 | 6 | 21 | [17 empty] | 0 | 0
5 | 6 | 22 | [17 empty] | 0 | 0
5 | 6 | 23 | [17 empty] | 0 | 0
5 | 6 | 24 | [17 empty] | 0 | 0
5 | 7 | 1 | [17 empty] | 0 | 0
5 | 7 | 2 | [17 empty] | 0 | 0
5 | 7 | 3 | [17 empty] | 0 | 0
5 | 7 | 4 | [17 empty] | 0 | 0
5 | 7 | 5 | [17 empty] | 0 | 0
5 | 7 | 6 | [17 empty] | 0 | 0
5 | 7 | 7 | [17 empty] | 0 | 0
5 | 7 | 8 | [17 empty] | 0 | 0
5 | 7 | 9 | [17 empty] | 0 | 0
5 | 7 | 10 | [17 empty] | 0 | 0
5 | 7 | 11 | [17 empty] | 0 | 0
5 | 7 | 12 | [17 empty] | 0 | 0
5 | 7 | 13 | [17 empty] | 0 | 0
5 | 7 | 14 | [17 empty] | 0 | 0
5 | 7 | 15 | [17 empty] | 0 | 0
5 | 7 | 16 | [17 empty] | 0 | 0
5 | 7 | 17 | [17 empty] | 0 | 0
5 | 7 | 18 | [17 empty] | 0 | 0
5 | 7 | 19 | [17 empty] | 0 | 0
5 | 7 | 20 | [17 empty] | 0 | 0
5 | 7 | 21 | [17 empty] | 0 | 0
5 | 7 | 22 | [17 empty] | 0 | 0
5 | 7 | 23 | [17 empty] | 0 | 0
5 | 7 | 24 | [17 empty] | 0 | 0
5 | 8 | 1 | [17 empty] | 0 | 0
5 | 8 | 2 | [17 empty] | 0 | 0
5 | 8 | 3 | [17 empty] | 0 | 0
5 | 8 | 4 | [17 empty] | 0 | 0
5 | 8 | 5 | [17 empty] | 0 | 0
5 | 8 | 6 | [17 empty] | 0 | 0
5 | 8 | 7 | [17 empty] | 0 | 0
5 | 8 | 8 | [17 empty] | 0 | 0
5 | 8 | 9 | [17 empty] | 0 | 0
5 | 8 | 10 | [17 empty] | 0 | 0
5 | 8 | 11 | [17 empty] | 0 | 0
5 | 8 | 12 | [17 empty] | 0 | 0
5 | 8 | 13 | [17 empty] | 0 | 0
5 | 8 | 14 | [17 empty] | 0 | 0
5 | 8 | 15 | [17 empty] | 0 | 0
5 | 8 | 16 | [17 empty] | 0 | 0
5 | 8 | 17 | [17 empty] | 0 | 0
5 | 8 | 18 | [17 empty] | 0 | 0
5 | 8 | 19 | [17 empty] | 0 | 0
5 | 8 | 20 | [17 empty] | 0 | 0
5 | 8 | 21 | [17 empty] | 0 | 0
5 | 8 | 22 | [17 empty] | 0 | 0
5 | 8 | 23 | [17 empty] | 0 | 0
5 | 8 | 24 | [17 empty] | 0 | 0
5 | 9 | 1 | [17 empty] | 0 | 0
5 | 9 | 2 | [17 empty] | 0 | 0
5 | 9 | 3 | [17 empty] | 0 | 0
5 | 9 | 4 | [17 empty] | 0 | 0
5 | 9 | 5 | [17 empty] | 0 | 0
5 | 9 | 6 | [17 empty] | 0 | 0
5 | 9 | 7 | [17 empty] | 0 | 0
5 | 9 | 8 | [17 empty] | 0 | 0
5 | 9 | 9 | [17 empty] | 0 | 0
5 | 9 | 10 | [17 empty] | 0 | 0
5 | 9 | 11 | [17 empty] | 0 | 0
5 | 9 | 12 | [17 empty] | 0 | 0
5 | 9 | 13 | [17 empty] | 0 | 0
5 | 9 | 14 | [17 empty] | 0 | 0
5 | 9 | 15 | [17 empty] | 0 | 0
5 | 9 | 16 | [17 empty] | 0 | 0
5 | 9 | 17 | [17 empty] | 0 | 0
5 | 9 | 18 | [17 empty] | 0 | 0
5 | 9 | 19 | [17 empty] | 0 | 0
5 | 9 | 20 | [17 empty] | 0 | 0
5 | 9 | 21 | [17 empty] | 0 | 0
5 | 9 | 22 | [17 empty] | 0 | 0
5 | 9 | 23 | [17 empty] | 0 | 0
5 | 9 | 24 | [17 empty] | 0 | 0
5 | 10 | 1 | [17 empty] | 0 | 0
5 | 10 | 2 | [17 empty] | 0 | 0
5 | 10 | 3 | [17 empty] | 0 | 0
5 | 10 | 4 | [17 empty] | 0 | 0
5 | 10 | 5 | [17 empty] | 0 | 0
5 | 10 | 6 | [17 empty] | 0 | 0
5 | 10 | 7 | [17 empty] | 0 | 0
5 | 10 | 8 | [17 empty] | 0 | 0
5 | 10 | 9 | [17 empty] | 0 | 0
5 | 10 | 10 | [17 empty] | 0 | 0
5 | 10 | 11 | [17 empty] | 0 | 0
5 | 10 | 12 | [17 empty] | 0 | 0
5 | 10 | 13 | [17 empty] | 0 | 0
5 | 10 | 14 | [17 empty] | 0 | 0
5 | 10 | 15 | [17 empty] | 0 | 0
5 | 10 | 16 | [17 empty] | 0 | 0
5 | 10 | 17 | [17 empty] | 0 | 0
5 | 10 | 18 | [17 empty] | 0 | 0
5 | 10 | 19 | [17 empty] | 0 | 0
5 | 10 | 20 | [17 empty] | 0 | 0
5 | 10 | 21 | [17 empty] | 0 | 0
5 | 10 | 22 | [17 empty] | 0 | 0
5 | 10 | 23 | [17 empty] | 0 | 0
5 | 10 | 24 | [17 empty] | 0 | 0
5 | 11 | 1 | [17 empty] | 0 | 0
5 | 11 | 2 | [17 empty] | 0 | 0
5 | 11 | 3 | [17 empty] | 0 | 0
5 | 11 | 4 | [17 empty] | 0 | 0
5 | 11 | 5 | [17 empty] | 0 | 0
5 | 11 | 6 | [17 empty] | 0 | 0
5 | 11 | 7 | [17 empty] | 0 | 0
5 | 11 | 8 | [17 empty] | 0 | 0
5 | 11 | 9 | [17 empty] | 0 | 0
5 | 11 | 10 | [17 empty] | 0 | 0
5 | 11 | 11 | [17 empty] | 0 | 0
5 | 11 | 12 | [17 empty] | 0 | 0
5 | 11 | 13 | [17 empty] | 0 | 0
5 | 11 | 14 | [17 empty] | 0 | 0
5 | 11 | 15 | [17 empty] | 0 | 0
5 | 11 | 16 | [17 empty] | 0 | 0
5 | 11 | 17 | [17 empty] | 0 | 0
5 | 11 | 18 | [17 empty] | 0 | 0
5 | 11 | 19 | [17 empty] | 0 | 0
5 | 11 | 20 | [17 empty] | 0 | 0
5 | 11 | 21 | [17 empty] | 0 | 0
5 | 11 | 22 | [17 empty] | 0 | 0
5 | 11 | 23 | [17 empty] | 0 | 0
5 | 11 | 24 | [17 empty] | 0 | 0
5 | 12 | 1 | [17 empty] | 0 | 0
5 | 12 | 2 | [17 empty] | 0 | 0
5 | 12 | 3 | [17 empty] | 0 | 0
5 | 12 | 4 | [17 empty] | 0 | 0
5 | 12 | 5 | [17 empty] | 0 | 0
5 | 12 | 6 | [17 empty] | 0 | 0
5 | 12 | 7 | [17 empty] | 0 | 0
5 | 12 | 8 | [17 empty] | 0 | 0
5 | 12 | 9 | [17 empty] | 0 | 0
5 | 12 | 10 | [17 empty] | 0 | 0
5 | 12 | 11 | [17 empty] | 0 | 0
5 | 12 | 12 | [17 empty] | 0 | 0
5 | 12 | 13 | [17 empty] | 0 | 0
5 | 12 | 14 | [17 empty] | 0 | 0
5 | 12 | 15 | [17 empty] | 0 | 0
5 | 12 | 16 | [17 empty] | 0 | 0
5 | 12 | 17 | [17 empty] | 0 | 0
5 | 12 | 18 | [17 empty] | 0 | 0
5 | 12 | 19 | [17 empty] | 0 | 0
5 | 12 | 20 | [17 empty] | 0 | 0
5 | 12 | 21 | [17 empty] | 0 | 0
5 | 12 | 22 | [17 empty] | 0 | 0
5 | 12 | 23 | [17 empty] | 0 | 0
5 | 12 | 24 | [17 empty] | 0 | 0
5 | 13 | 1 | [17 empty] | 0 | 0
5 | 13 | 2 | [17 empty] | 0 | 0
5 | 13 | 3 | [17 empty] | 0 | 0
5 | 13 | 4 | [17 empty] | 0 | 0
5 | 13 | 5 | [17 empty] | 0 | 0
5 | 13 | 6 | [17 empty] | 0 | 0
5 | 13 | 7 | [17 empty] | 0 | 0
5 | 13 | 8 | [17 empty] | 0 | 0
5 | 13 | 9 | [17 empty] | 0 | 0
5 | 13 | 10 | [17 empty] | 0 | 0
5 | 13 | 11 | [17 empty] | 0 | 0
5 | 13 | 12 | [17 empty] | 0 | 0
5 | 13 | 13 | [17 empty] | 0 | 0
5 | 13 | 14 | [17 empty] | 0 | 0
5 | 13 | 15 | [17 empty] | 0 | 0
5 | 13 | 16 | [17 empty] | 0 | 0
5 | 13 | 17 | [17 empty] | 0 | 0
5 | 13 | 18 | [17 empty] | 0 | 0
5 | 13 | 19 | [17 empty] | 0 | 0
5 | 13 | 20 | [17 empty] | 0 | 0
5 | 13 | 21 | [17 empty] | 0 | 0
5 | 13 | 22 | [17 empty] | 0 | 0
5 | 13 | 23 | [17 empty] | 0 | 0
5 | 13 | 24 | [17 empty] | 0 | 0
5 | 14 | 1 | [17 empty] | 0 | 0
5 | 14 | 2 | [17 empty] | 0 | 0
5 | 14 | 3 | [17 empty] | 0 | 0
5 | 14 | 4 | [17 empty] | 0 | 0
5 | 14 | 5 | [17 empty] | 0 | 0
5 | 14 | 6 | [17 empty] | 0 | 0
5 | 14 | 7 | [17 empty] | 0 | 0
5 | 14 | 8 | [17 empty] | 0 | 0
5 | 14 | 9 | [17 empty] | 0 | 0
5 | 14 | 10 | [17 empty] | 0 | 0
5 | 14 | 11 | [17 empty] | 0 | 0
5 | 14 | 12 | [17 empty] | 0 | 0
5 | 14 | 13 | [17 empty] | 0 | 0
5 | 14 | 14 | [17 empty] | 0 | 0
5 | 14 | 15 | [17 empty] | 0 | 0
5 | 14 | 16 | [17 empty] | 0 | 0
5 | 14 | 17 | [17 empty] | 0 | 0
5 | 14 | 18 | [17 empty] | 0 | 0
5 | 14 | 19 | [17 empty] | 0 | 0
5 | 14 | 20 | [17 empty] | 0 | 0
5 | 14 | 21 | [17 empty] | 0 | 0
5 | 14 | 22 | [17 empty] | 0 | 0
5 | 14 | 23 | [17 empty] | 0 | 0
5 | 14 | 24 | [17 empty] | 0 | 0
5 | 15 | 1 | [17 empty] | 0 | 0
5 | 15 | 2 | [17 empty] | 0 | 0
5 | 15 | 3 | [17 empty] | 0 | 0
5 | 15 | 4 | [17 empty] | 0 | 0
5 | 15 | 5 | [17 empty] | 0 | 0
5 | 15 | 6 | [17 empty] | 0 | 0
5 | 15 | 7 | [17 empty] | 0 | 0
5 | 15 | 8 | [17 empty] | 0 | 0
5 | 15 | 9 | [17 empty] | 0 | 0
5 | 15 | 10 | [17 empty] | 0 | 0
5 | 15 | 11 | [17 empty] | 0 | 0
5 | 15 | 12 | [17 empty] | 0 | 0
5 | 15 | 13 | [17 empty] | 0 | 0
5 | 15 | 14 | [17 empty] | 0 | 0
5 | 15 | 15 | [17 empty] | 0 | 0
5 | 15 | 16 | [17 empty] | 0 | 0
5 | 15 | 17 | [17 empty] | 0 | 0
5 | 15 | 18 | [17 empty] | 0 | 0
5 | 15 | 19 | [17 empty] | 0 | 0
5 | 15 | 20 | [17 empty] | 0 | 0
5 | 15 | 21 | [17 empty] | 0 | 0
5 | 15 | 22 | [17 empty] | 0 | 0
5 | 15 | 23 | [17 empty] | 0 | 0
5 | 15 | 24 | [17 empty] | 0 | 0
5 | 16 | 1 | [17 empty] | 0 | 0
5 | 16 | 2 | [17 empty] | 0 | 0
5 | 16 | 3 | [17 empty] | 0 | 0
5 | 16 | 4 | [17 empty] | 0 | 0
5 | 16 | 5 | [17 empty] | 0 | 0
5 | 16 | 6 | [17 empty] | 0 | 0
5 | 16 | 7 | [17 empty] | 0 | 0
5 | 16 | 8 | [17 empty] | 0 | 0
5 | 16 | 9 | [17 empty] | 0 | 0
5 | 16 | 10 | [17 empty] | 0 | 0
5 | 16 | 11 | [17 empty] | 0 | 0
5 | 16 | 12 | [17 empty] | 0 | 0
5 | 16 | 13 | [17 empty] | 0 | 0
5 | 16 | 14 | [17 empty] | 0 | 0
5 | 16 | 15 | [17 empty] | 0 | 0
5 | 16 | 16 | [17 empty] | 0 | 0
5 | 16 | 17 | [17 empty] | 0 | 0
5 | 16 | 18 | [17 empty] | 0 | 0
5 | 16 | 19 | [17 empty] | 0 | 0
5 | 16 | 20 | [17 empty] | 0 | 0
5 | 16 | 21 | [17 empty] | 0 | 0
5 | 16 | 22 | [17 empty] | 0 | 0
5 | 16 | 23 | [17 empty] | 0 | 0
5 | 16 | 24 | [17 empty] | 0 | 0
5 | 17 | 1 | [17 empty] | 0 | 0
5 | 17 | 2 | [17 empty] | 0 | 0
5 | 17 | 3 | [17 empty] | 0 | 0
5 | 17 | 4 | [17 empty] | 0 | 0
5 | 17 | 5 | [17 empty] | 0 | 0
5 | 17 | 6 | [17 empty] | 0 | 0
5 | 17 | 7 | [17 empty] | 0 | 0
5 | 17 | 8 | [17 empty] | 0 | 0
5 | 17 | 9 | [17 empty] | 0 | 0
5 | 17 | 10 | [17 empty] | 0 | 0
5 | 17 | 11 | [17 empty] | 0 | 0
5 | 17 | 12 | [17 empty] | 0 | 0
5 | 17 | 13 | [17 empty] | 0 | 0
5 | 17 | 14 | [17 empty] | 0 | 0
5 | 17 | 15 | [17 empty] | 0 | 0
5 | 17 | 16 | [17 empty] | 0 | 0
5 | 17 | 17 | [17 empty] | 0 | 0
5 | 17 | 18 | [17 empty] | 0 | 0
5 | 17 | 19 | [17 empty] | 0 | 0
5 | 17 | 20 | [17 empty] | 0 | 0
5 | 17 | 21 | [17 empty] | 0 | 0
5 | 17 | 22 | [17 empty] | 0 | 0
5 | 17 | 23 | [17 empty] | 0 | 0
5 | 17 | 24 | [17 empty] | 0 | 0
5 | 18 | 1 | [17 empty] | 0 | 0
5 | 18 | 2 | [17 empty] | 0 | 0
5 | 18 | 3 | [17 empty] | 0 | 0
5 | 18 | 4 | [17 empty] | 0 | 0
5 | 18 | 5 | [17 empty] | 0 | 0
5 | 18 | 6 | [17 empty] | 0 | 0
5 | 18 | 7 | [17 empty] | 0 | 0
5 | 18 | 8 | [17 empty] | 0 | 0
5 | 18 | 9 | [17 empty] | 0 | 0
5 | 18 | 10 | [17 empty] | 0 | 0
5 | 18 | 11 | [17 empty] | 0 | 0
5 | 18 | 12 | [17 empty] | 0 | 0
5 | 18 | 13 | [17 empty] | 0 | 0
5 | 18 | 14 | [17 empty] | 0 | 0
5 | 18 | 15 | [17 empty] | 0 | 0
5 | 18 | 16 | [17 empty] | 0 | 0
5 | 18 | 17 | [17 empty] | 0 | 0
5 | 18 | 18 | [17 empty] | 0 | 0
5 | 18 | 19 | [17 empty] | 0 | 0
5 | 18 | 20 | [17 empty] | 0 | 0
5 | 18 | 21 | [17 empty] | 0 | 0
5 | 18 | 22 | [17 empty] | 0 | 0
5 | 18 | 23 | [17 empty] | 0 | 0
5 | 18 | 24 | [17 empty] | 0 | 0
5 | 19 | 1 | [17 empty] | 0 | 0
5 | 19 | 2 | [17 empty] | 0 | 0
5 | 19 | 3 | [17 empty] | 0 | 0
5 | 19 | 4 | [17 empty] | 0 | 0
5 | 19 | 5 | [17 empty] | 0 | 0
5 | 19 | 6 | [17 empty] | 0 | 0
5 | 19 | 7 | [17 empty] | 0 | 0
5 | 19 | 8 | [17 empty] | 0 | 0
5 | 19 | 9 | [17 empty] | 0 | 0
5 | 19 | 10 | [17 empty] | 0 | 0
5 | 19 | 11 | [17 empty] | 0 | 0
5 | 19 | 12 | [17 empty] | 0 | 0
5 | 19 | 13 | [17 empty] | 0 | 0
5 | 19 | 14 | [17 empty] | 0 | 0
5 | 19 | 15 | [17 empty] | 0 | 0
5 | 19 | 16 | [17 empty] | 0 | 0
5 | 19 | 17 | [17 empty] | 0 | 0
5 | 19 | 18 | [17 empty] | 0 | 0
5 | 19 | 19 | [17 empty] | 0 | 0
5 | 19 | 20 | [17 empty] | 0 | 0
5 | 19 | 21 | [17 empty] | 0 | 0
5 | 19 | 22 | [17 empty] | 0 | 0
5 | 19 | 23 | [17 empty] | 0 | 0
5 | 19 | 24 | [17 empty] | 0 | 0
5 | 20 | 1 | [17 empty] | 0 | 0
5 | 20 | 2 | [17 empty] | 0 | 0
5 | 20 | 3 | [17 empty] | 0 | 0
5 | 20 | 4 | [17 empty] | 0 | 0
5 | 20 | 5 | [17 empty] | 0 | 0
5 | 20 | 6 | [17 empty] | 0 | 0
5 | 20 | 7 | [17 empty] | 0 | 0
5 | 20 | 8 | [17 empty] | 0 | 0
5 | 20 | 9 | [17 empty] | 0 | 0
5 | 20 | 10 | [17 empty] | 0 | 0
5 | 20 | 11 | [17 empty] | 0 | 0
5 | 20 | 12 | [17 empty] | 0 | 0
5 | 20 | 13 | [17 empty] | 0 | 0
5 | 20 | 14 | [17 empty] | 0 | 0
5 | 20 | 15 | [17 empty] | 0 | 0
5 | 20 | 16 | [17 empty] | 0 | 0
5 | 20 | 17 | [17 empty] | 0 | 0
5 | 20 | 18 | [17 empty] | 0 | 0
5 | 20 | 19 | [17 empty] | 0 | 0
5 | 20 | 20 | [17 empty] | 0 | 0
5 | 20 | 21 | [17 empty] | 0 | 0
5 | 20 | 22 | [17 empty] | 0 | 0
5 | 20 | 23 | [17 empty] | 0 | 0
5 | 20 | 24 | [17 empty] | 0 | 0
5 | 21 | 1 | [17 empty] | 0 | 0
5 | 21 | 2 | [17 empty] | 0 | 0
5 | 21 | 3 | [17 empty] | 0 | 0
5 | 21 | 4 | [17 empty] | 0 | 0
5 | 21 | 5 | [17 empty] | 0 | 0
5 | 21 | 6 | [17 empty] | 0 | 0
5 | 21 | 7 | [17 empty] | 0 | 0
5 | 21 | 8 | [17 empty] | 0 | 0
5 | 21 | 9 | [17 empty] | 0 | 0
5 | 21 | 10 | [17 empty] | 0 | 0
5 | 21 | 11 | [17 empty] | 0 | 0
5 | 21 | 12 | [17 empty] | 0 | 0
5 | 21 | 13 | [17 empty] | 0 | 0
5 | 21 | 14 | [17 empty] | 0 | 0
5 | 21 | 15 | [17 empty] | 0 | 0
5 | 21 | 16 | [17 empty] | 0 | 0
5 | 21 | 17 | [17 empty] | 0 | 0
5 | 21 | 18 | [17 empty] | 0 | 0
5 | 21 | 19 | [17 empty] | 0 | 0
5 | 21 | 20 | [17 empty] | 0 | 0
5 | 21 | 21 | [17 empty] | 0 | 0
5 | 21 | 22 | [17 empty] | 0 | 0
5 | 21 | 23 | [17 empty] | 0 | 0
5 | 21 | 24 | [17 empty] | 0 | 0
5 | 22 | 1 | [17 empty] | 0 | 0
5 | 22 | 2 | [17 empty] | 0 | 0
5 | 22 | 3 | [17 empty] | 0 | 0
5 | 22 | 4 | [17 empty] | 0 | 0
5 | 22 | 5 | [17 empty] | 0 | 0
5 | 22 | 6 | [17 empty] | 0 | 0
5 | 22 | 7 | [17 empty] | 0 | 0
5 | 22 | 8 | [17 empty] | 0 | 0
5 | 22 | 9 | [17 empty] | 0 | 0
5 | 22 | 10 | [17 empty] | 0 | 0
5 | 22 | 11 | [17 empty] | 0 | 0
5 | 22 | 12 | [17 empty] | 0 | 0
5 | 22 | 13 | [17 empty] | 0 | 0
5 | 22 | 14 | [17 empty] | 0 | 0
5 | 22 | 15 | [17 empty] | 0 | 0
5 | 22 | 16 | [17 empty] | 0 | 0
5 | 22 | 17 | [17 empty] | 0 | 0
5 | 22 | 18 | [17 empty] | 0 | 0
5 | 22 | 19 | [17 empty] | 0 | 0
5 | 22 | 20 | [17 empty] | 0 | 0
5 | 22 | 21 | [17 empty] | 0 | 0
5 | 22 | 22 | [17 empty] | 0 | 0
5 | 22 | 23 | [17 empty] | 0 | 0
5 | 22 | 24 | [17 empty] | 0 | 0
5 | 23 | 1 | [17 empty] | 0 | 0
5 | 23 | 2 | [17 empty] | 0 | 0
5 | 23 | 3 | [17 empty] | 0 | 0
5 | 23 | 4 | [17 empty] | 0 | 0
5 | 23 | 5 | [17 empty] | 0 | 0
5 | 23 | 6 | [17 empty] | 0 | 0
5 | 23 | 7 | [17 empty] | 0 | 0
5 | 23 | 8 | [17 empty] | 0 | 0
5 | 23 | 9 | [17 empty] | 0 | 0
5 | 23 | 10 | [17 empty] | 0 | 0
5 | 23 | 11 | [17 empty] | 0 | 0
5 | 23 | 12 | [17 empty] | 0 | 0
5 | 23 | 13 | [17 empty] | 0 | 0
5 | 23 | 14 | [17 empty] | 0 | 0
5 | 23 | 15 | [17 empty] | 0 | 0
5 | 23 | 16 | [17 empty] | 0 | 0
5 | 23 | 17 | [17 empty] | 0 | 0
5 | 23 | 18 | [17 empty] | 0 | 0
5 | 23 | 19 | [17 empty] | 0 | 0
5 | 23 | 20 | [17 empty] | 0 | 0
5 | 23 | 21 | [17 empty] | 0 | 0
5 | 23 | 22 | [17 empty] | 0 | 0
5 | 23 | 23 | [17 empty] | 0 | 0
5 | 23 | 24 | [17 empty] | 0 | 0
5 | 24 | 1 | [17 empty] | 0 | 0
5 | 24 | 2 | [17 empty] | 0 | 0
5 | 24 | 3 | [17 empty] | 0 | 0
5 | 24 | 4 | [17 empty] | 0 | 0
5 | 24 | 5 | [17 empty] | 0 | 0
5 | 24 | 6 | [17 empty] | 0 | 0
5 | 24 | 7 | [17 empty] | 0 | 0
5 | 24 | 8 | [17 empty] | 0 | 0
5 | 24 | 9 | [17 empty] | 0 | 0
5 | 24 | 10 | [17 empty] | 0 | 0
5 | 24 | 11 | [17 empty] | 0 | 0
5 | 24 | 12 | [17 empty] | 0 | 0
5 | 24 | 13 | [17 empty] | 0 | 0
5 | 24 | 14 | [17 empty] | 0 | 0
5 | 24 | 15 | [17 empty] | 0 | 0
5 | 24 | 16 | [17 empty] | 0 | 0
5 | 24 | 17 | [17 empty] | 0 | 0
5 | 24 | 18 | [17 empty] | 0 | 0
5 | 24 | 19 | [17 empty] | 0 | 0
5 | 24 | 20 | [17 empty] | 0 | 0
5 | 24 | 21 | [17 empty] | 0 | 0
5 | 24 | 22 | [17 empty] | 0 | 0
5 | 24 | 23 | [17 empty] | 0 | 0
5 | 24 | 24 | [17 empty] | 0 | 0
5 | 25 | 1 | [17 empty] | 0 | 0
5 | 25 | 2 | [17 empty] | 0 | 0
5 | 25 | 3 | [17 empty] | 0 | 0
5 | 25 | 4 | [17 empty] | 0 | 0
5 | 25 | 5 | [17 empty] | 0 | 0
5 | 25 | 6 | [17 empty] | 0 | 0
5 | 25 | 7 | [17 empty] | 0 | 0
5 | 25 | 8 | [17 empty] | 0 | 0
5 | 25 | 9 | [17 empty] | 0 | 0
5 | 25 | 10 | [17 empty] | 0 | 0
5 | 25 | 11 | [17 empty] | 0 | 0
5 | 25 | 12 | [17 empty] | 0 | 0
5 | 25 | 13 | [17 empty] | 0 | 0
5 | 25 | 14 | [17 empty] | 0 | 0
5 | 25 | 15 | [17 empty] | 0 | 0
5 | 25 | 16 | [17 empty] | 0 | 0
5 | 25 | 17 | [17 empty] | 0 | 0
5 | 25 | 18 | [17 empty] | 0 | 0
5 | 25 | 19 | [17 empty] | 0 | 0
5 | 25 | 20 | [17 empty] | 0 | 0
5 | 25 | 21 | [17 empty] | 0 | 0
5 | 25 | 22 | [17 empty] | 0 | 0
5 | 25 | 23 | [17 empty] | 0 | 0
5 | 25 | 24 | [17 empty] | 0 | 0
5 | 26 | 1 | [17 empty] | 0 | 0
5 | 26 | 2 | [17 empty] | 0 | 0
5 | 26 | 3 | [17 empty] | 0 | 0
5 | 26 | 4 | [17 empty] | 0 | 0
5 | 26 | 5 | [17 empty] | 0 | 0
5 | 26 | 6 | [17 empty] | 0 | 0
5 | 26 | 7 | [17 empty] | 0 | 0
5 | 26 | 8 | [17 empty] | 0 | 0
5 | 26 | 9 | [17 empty] | 0 | 0
5 | 26 | 10 | [17 empty] | 0 | 0
5 | 26 | 11 | [17 empty] | 0 | 0
5 | 26 | 12 | [17 empty] | 0 | 0
5 | 26 | 13 | [17 empty] | 0 | 0
5 | 26 | 14 | [17 empty] | 0 | 0
5 | 26 | 15 | [17 empty] | 0 | 0
5 | 26 | 16 | [17 empty] | 0 | 0
5 | 26 | 17 | [17 empty] | 0 | 0
5 | 26 | 18 | [17 empty] | 0 | 0
5 | 26 | 19 | [17 empty] | 0 | 0
5 | 26 | 20 | [17 empty] | 0 | 0
5 | 26 | 21 | [17 empty] | 0 | 0
5 | 26 | 22 | [17 empty] | 0 | 0
5 | 26 | 23 | [17 empty] | 0 | 0
5 | 26 | 24 | [17 empty] | 0 | 0
5 | 27 | 1 | [17 empty] | 0 | 0
5 | 27 | 2 | [17 empty] | 0 | 0
5 | 27 | 3 | [17 empty] | 0 | 0
5 | 27 | 4 | [17 empty] | 0 | 0
5 | 27 | 5 | [17 empty] | 0 | 0
5 | 27 | 6 | [17 empty] | 0 | 0
5 | 27 | 7 | [17 empty] | 0 | 0
5 | 27 | 8 | [17 empty] | 0 | 0
5 | 27 | 9 | [17 empty] | 0 | 0
5 | 27 | 10 | [17 empty] | 0 | 0
5 | 27 | 11 | [17 empty] | 0 | 0
5 | 27 | 12 | [17 empty] | 0 | 0
5 | 27 | 13 | [17 empty] | 0 | 0
5 | 27 | 14 | [17 empty] | 0 | 0
5 | 27 | 15 | [17 empty] | 0 | 0
5 | 27 | 16 | [17 empty] | 0 | 0
5 | 27 | 17 | [17 empty] | 0 | 0
5 | 27 | 18 | [17 empty] | 0 | 0
5 | 27 | 19 | [17 empty] | 0 | 0
5 | 27 | 20 | [17 empty] | 0 | 0
5 | 27 | 21 | [17 empty] | 0 | 0
5 | 27 | 22 | [17 empty] | 0 | 0
5 | 27 | 23 | [17 empty] | 0 | 0
5 | 27 | 24 | [17 empty] | 0 | 0
5 | 28 | 1 | [17 empty] | 0 | 0
5 | 28 | 2 | [17 empty] | 0 | 0
5 | 28 | 3 | [17 empty] | 0 | 0
5 | 28 | 4 | [17 empty] | 0 | 0
5 | 28 | 5 | [17 empty] | 0 | 0
5 | 28 | 6 | [17 empty] | 0 | 0
5 | 28 | 7 | [17 empty] | 0 | 0
5 | 28 | 8 | [17 empty] | 0 | 0
5 | 28 | 9 | [17 empty] | 0 | 0
5 | 28 | 10 | [17 empty] | 0 | 0
5 | 28 | 11 | [17 empty] | 0 | 0
5 | 28 | 12 | [17 empty] | 0 | 0
5 | 28 | 13 | [17 empty] | 0 | 0
5 | 28 | 14 | [17 empty] | 0 | 0
5 | 28 | 15 | [17 empty] | 0 | 0
5 | 28 | 16 | [17 empty] | 0 | 0
5 | 28 | 17 | [17 empty] | 0 | 0
5 | 28 | 18 | [17 empty] | 0 | 0
5 | 28 | 19 | [17 empty] | 0 | 0
5 | 28 | 20 | [17 empty] | 0 | 0
5 | 28 | 21 | [17 empty] | 0 | 0
5 | 28 | 22 | [17 empty] | 0 | 0
5 | 28 | 23 | [17 empty] | 0 | 0
5 | 28 | 24 | [17 empty] | 0 | 0
5 | 29 | 1 | [17 empty] | 0 | 0
5 | 29 | 2 | [17 empty] | 0 | 0
5 | 29 | 3 | [17 empty] | 0 | 0
5 | 29 | 4 | [17 empty] | 0 | 0
5 | 29 | 5 | [17 empty] | 0 | 0
5 | 29 | 6 | [17 empty] | 0 | 0
5 | 29 | 7 | [17 empty] | 0 | 0
5 | 29 | 8 | [17 empty] | 0 | 0
5 | 29 | 9 | [17 empty] | 0 | 0
5 | 29 | 10 | [17 empty] | 0 | 0
5 | 29 | 11 | [17 empty] | 0 | 0
5 | 29 | 12 | [17 empty] | 0 | 0
5 | 29 | 13 | [17 empty] | 0 | 0
5 | 29 | 14 | [17 empty] | 0 | 0
5 | 29 | 15 | [17 empty] | 0 | 0
5 | 29 | 16 | [17 empty] | 0 | 0
5 | 29 | 17 | [17 empty] | 0 | 0
5 | 29 | 18 | [17 empty] | 0 | 0
5 | 29 | 19 | [17 empty] | 0 | 0
5 | 29 | 20 | [17 empty] | 0 | 0
5 | 29 | 21 | [17 empty] | 0 | 0
5 | 29 | 22 | [17 empty] | 0 | 0
5 | 29 | 23 | [17 empty] | 0 | 0
5 | 29 | 24 | [17 empty] | 0 | 0
5 | 30 | 1 | [17 empty] | 0 | 0
5 | 30 | 2 | [17 empty] | 0 | 0
5 | 30 | 3 | [17 empty] | 0 | 0
5 | 30 | 4 | [17 empty] | 0 | 0
5 | 30 | 5 | [17 empty] | 0 | 0
5 | 30 | 6 | [17 empty] | 0 | 0
5 | 30 | 7 | [17 empty] | 0 | 0
5 | 30 | 8 | [17 empty] | 0 | 0
5 | 30 | 9 | [17 empty] | 0 | 0
5 | 30 | 10 | [17 empty] | 0 | 0
5 | 30 | 11 | [17 empty] | 0 | 0
5 | 30 | 12 | [17 empty] | 0 | 0
5 | 30 | 13 | [17 empty] | 0 | 0
5 | 30 | 14 | [17 empty] | 0 | 0
5 | 30 | 15 | [17 empty] | 0 | 0
5 | 30 | 16 | [17 empty] | 0 | 0
5 | 30 | 17 | [17 empty] | 0 | 0
5 | 30 | 18 | [17 empty] | 0 | 0
5 | 30 | 19 | [17 empty] | 0 | 0
5 | 30 | 20 | [17 empty] | 0 | 0
5 | 30 | 21 | [17 empty] | 0 | 0
5 | 30 | 22 | [17 empty] | 0 | 0
5 | 30 | 23 | [17 empty] | 0 | 0
5 | 30 | 24 | [17 empty] | 0 | 0
5 | 31 | 1 | [17 empty] | 0 | 0
5 | 31 | 2 | [17 empty] | 0 | 0
5 | 31 | 3 | [17 empty] | 0 | 0
5 | 31 | 4 | [17 empty] | 0 | 0
5 | 31 | 5 | [17 empty] | 0 | 0
5 | 31 | 6 | [17 empty] | 0 | 0
5 | 31 | 7 | [17 empty] | 0 | 0
5 | 31 | 8 | [17 empty] | 0 | 0
5 | 31 | 9 | [17 empty] | 0 | 0
5 | 31 | 10 | [17 empty] | 0 | 0
5 | 31 | 11 | [17 empty] | 0 | 0
5 | 31 | 12 | [17 empty] | 0 | 0
5 | 31 | 13 | [17 empty] | 0 | 0
5 | 31 | 14 | [17 empty] | 0 | 0
5 | 31 | 15 | [17 empty] | 0 | 0
5 | 31 | 16 | [17 empty] | 0 | 0
5 | 31 | 17 | [17 empty] | 0 | 0
5 | 31 | 18 | [17 empty] | 0 | 0
5 | 31 | 19 | [17 empty] | 0 | 0
5 | 31 | 20 | [17 empty] | 0 | 0
5 | 31 | 21 | [17 empty] | 0 | 0
5 | 31 | 22 | [17 empty] | 0 | 0
5 | 31 | 23 | [17 empty] | 0 | 0
5 | 31 | 24 | [17 empty] | 0 | 0
6 | 1 | 1 | [17 empty] | 0 | 0
6 | 1 | 2 | [17 empty] | 0 | 0
6 | 1 | 3 | [17 empty] | 0 | 0
6 | 1 | 4 | [17 empty] | 0 | 0
6 | 1 | 5 | [17 empty] | 0 | 0
6 | 1 | 6 | [17 empty] | 0 | 0
6 | 1 | 7 | [17 empty] | 0 | 0
6 | 1 | 8 | [17 empty] | 0 | 0
6 | 1 | 9 | [17 empty] | 0 | 0
6 | 1 | 10 | [17 empty] | 0 | 0
6 | 1 | 11 | [17 empty] | 0 | 0
6 | 1 | 12 | [17 empty] | 0 | 0
6 | 1 | 13 | [17 empty] | 0 | 0
6 | 1 | 14 | [17 empty] | 0 | 0
6 | 1 | 15 | [17 empty] | 0 | 0
6 | 1 | 16 | [17 empty] | 0 | 0
6 | 1 | 17 | [17 empty] | 0 | 0
6 | 1 | 18 | [17 empty] | 0 | 0
6 | 1 | 19 | [17 empty] | 0 | 0
6 | 1 | 20 | [17 empty] | 0 | 0
6 | 1 | 21 | [17 empty] | 0 | 0
6 | 1 | 22 | [17 empty] | 0 | 0
6 | 1 | 23 | [17 empty] | 0 | 0
6 | 1 | 24 | [17 empty] | 0 | 0
6 | 2 | 1 | [17 empty] | 0 | 0
6 | 2 | 2 | [17 empty] | 0 | 0
6 | 2 | 3 | [17 empty] | 0 | 0
6 | 2 | 4 | [17 empty] | 0 | 0
6 | 2 | 5 | [17 empty] | 0 | 0
6 | 2 | 6 | [17 empty] | 0 | 0
6 | 2 | 7 | [17 empty] | 0 | 0
6 | 2 | 8 | [17 empty] | 0 | 0
6 | 2 | 9 | [17 empty] | 0 | 0
6 | 2 | 10 | [17 empty] | 0 | 0
6 | 2 | 11 | [17 empty] | 0 | 0
6 | 2 | 12 | [17 empty] | 0 | 0
6 | 2 | 13 | [17 empty] | 0 | 0
6 | 2 | 14 | [17 empty] | 0 | 0
6 | 2 | 15 | [17 empty] | 0 | 0
6 | 2 | 16 | [17 empty] | 0 | 0
6 | 2 | 17 | [17 empty] | 0 | 0
6 | 2 | 18 | [17 empty] | 0 | 0
6 | 2 | 19 | [17 empty] | 0 | 0
6 | 2 | 20 | [17 empty] | 0 | 0
6 | 2 | 21 | [17 empty] | 0 | 0
6 | 2 | 22 | [17 empty] | 0 | 0
6 | 2 | 23 | [17 empty] | 0 | 0
6 | 2 | 24 | [17 empty] | 0 | 0
6 | 3 | 1 | [17 empty] | 0 | 0
6 | 3 | 2 | [17 empty] | 0 | 0
6 | 3 | 3 | [17 empty] | 0 | 0
6 | 3 | 4 | [17 empty] | 0 | 0
6 | 3 | 5 | [17 empty] | 0 | 0
6 | 3 | 6 | [17 empty] | 0 | 0
6 | 3 | 7 | [17 empty] | 0 | 0
6 | 3 | 8 | [17 empty] | 0 | 0
6 | 3 | 9 | [17 empty] | 0 | 0
6 | 3 | 10 | [17 empty] | 0 | 0
6 | 3 | 11 | [17 empty] | 0 | 0
6 | 3 | 12 | [17 empty] | 0 | 0
6 | 3 | 13 | [17 empty] | 0 | 0
6 | 3 | 14 | [17 empty] | 0 | 0
6 | 3 | 15 | [17 empty] | 0 | 0
6 | 3 | 16 | [17 empty] | 0 | 0
6 | 3 | 17 | [17 empty] | 0 | 0
6 | 3 | 18 | [17 empty] | 0 | 0
6 | 3 | 19 | [17 empty] | 0 | 0
6 | 3 | 20 | [17 empty] | 0 | 0
6 | 3 | 21 | [17 empty] | 0 | 0
6 | 3 | 22 | [17 empty] | 0 | 0
6 | 3 | 23 | [17 empty] | 0 | 0
6 | 3 | 24 | [17 empty] | 0 | 0
6 | 4 | 1 | [17 empty] | 0 | 0
6 | 4 | 2 | [17 empty] | 0 | 0
6 | 4 | 3 | [17 empty] | 0 | 0
6 | 4 | 4 | [17 empty] | 0 | 0
6 | 4 | 5 | [17 empty] | 0 | 0
6 | 4 | 6 | [17 empty] | 0 | 0
6 | 4 | 7 | [17 empty] | 0 | 0
6 | 4 | 8 | [17 empty] | 0 | 0
6 | 4 | 9 | [17 empty] | 0 | 0
6 | 4 | 10 | [17 empty] | 0 | 0
6 | 4 | 11 | [17 empty] | 0 | 0
6 | 4 | 12 | [17 empty] | 0 | 0
6 | 4 | 13 | [17 empty] | 0 | 0
6 | 4 | 14 | [17 empty] | 0 | 0
6 | 4 | 15 | [17 empty] | 0 | 0
6 | 4 | 16 | [17 empty] | 0 | 0
6 | 4 | 17 | [17 empty] | 0 | 0
6 | 4 | 18 | [17 empty] | 0 | 0
6 | 4 | 19 | [17 empty] | 0 | 0
6 | 4 | 20 | [17 empty] | 0 | 0
6 | 4 | 21 | [17 empty] | 0 | 0
6 | 4 | 22 | [17 empty] | 0 | 0
6 | 4 | 23 | [17 empty] | 0 | 0
6 | 4 | 24 | [17 empty] | 0 | 0
6 | 5 | 1 | [17 empty] | 0 | 0
6 | 5 | 2 | [17 empty] | 0 | 0
6 | 5 | 3 | [17 empty] | 0 | 0
6 | 5 | 4 | [17 empty] | 0 | 0
6 | 5 | 5 | [17 empty] | 0 | 0
6 | 5 | 6 | [17 empty] | 0 | 0
6 | 5 | 7 | [17 empty] | 0 | 0
6 | 5 | 8 | [17 empty] | 0 | 0
6 | 5 | 9 | [17 empty] | 0 | 0
6 | 5 | 10 | [17 empty] | 0 | 0
6 | 5 | 11 | [17 empty] | 0 | 0
6 | 5 | 12 | [17 empty] | 0 | 0
6 | 5 | 13 | [17 empty] | 0 | 0
6 | 5 | 14 | [17 empty] | 0 | 0
6 | 5 | 15 | [17 empty] | 0 | 0
6 | 5 | 16 | [17 empty] | 0 | 0
6 | 5 | 17 | [17 empty] | 0 | 0
6 | 5 | 18 | [17 empty] | 0 | 0
6 | 5 | 19 | [17 empty] | 0 | 0
6 | 5 | 20 | [17 empty] | 0 | 0
6 | 5 | 21 | [17 empty] | 0 | 0
6 | 5 | 22 | [17 empty] | 0 | 0
6 | 5 | 23 | [17 empty] | 0 | 0
6 | 5 | 24 | [17 empty] | 0 | 0
6 | 6 | 1 | [17 empty] | 0 | 0
6 | 6 | 2 | [17 empty] | 0 | 0
6 | 6 | 3 | [17 empty] | 0 | 0
6 | 6 | 4 | [17 empty] | 0 | 0
6 | 6 | 5 | [17 empty] | 0 | 0
6 | 6 | 6 | [17 empty] | 0 | 0
6 | 6 | 7 | [17 empty] | 0 | 0
6 | 6 | 8 | [17 empty] | 0 | 0
6 | 6 | 9 | [17 empty] | 0 | 0
6 | 6 | 10 | [17 empty] | 0 | 0
6 | 6 | 11 | [17 empty] | 0 | 0
6 | 6 | 12 | [17 empty] | 0 | 0
6 | 6 | 13 | [17 empty] | 0 | 0
6 | 6 | 14 | [17 empty] | 0 | 0
6 | 6 | 15 | [17 empty] | 0 | 0
6 | 6 | 16 | [17 empty] | 0 | 0
6 | 6 | 17 | [17 empty] | 0 | 0
6 | 6 | 18 | [17 empty] | 0 | 0
6 | 6 | 19 | [17 empty] | 0 | 0
6 | 6 | 20 | [17 empty] | 0 | 0
6 | 6 | 21 | [17 empty] | 0 | 0
6 | 6 | 22 | [17 empty] | 0 | 0
6 | 6 | 23 | [17 empty] | 0 | 0
6 | 6 | 24 | [17 empty] | 0 | 0
6 | 7 | 1 | [17 empty] | 0 | 0
6 | 7 | 2 | [17 empty] | 0 | 0
6 | 7 | 3 | [17 empty] | 0 | 0
6 | 7 | 4 | [17 empty] | 0 | 0
6 | 7 | 5 | [17 empty] | 0 | 0
6 | 7 | 6 | [17 empty] | 0 | 0
6 | 7 | 7 | [17 empty] | 0 | 0
6 | 7 | 8 | [17 empty] | 0 | 0
6 | 7 | 9 | [17 empty] | 0 | 0
6 | 7 | 10 | [17 empty] | 0 | 0
6 | 7 | 11 | [17 empty] | 0 | 0
6 | 7 | 12 | [17 empty] | 0 | 0
6 | 7 | 13 | [17 empty] | 0 | 0
6 | 7 | 14 | [17 empty] | 0 | 0
6 | 7 | 15 | [17 empty] | 0 | 0
6 | 7 | 16 | [17 empty] | 0 | 0
6 | 7 | 17 | [17 empty] | 0 | 0
6 | 7 | 18 | [17 empty] | 0 | 0
6 | 7 | 19 | [17 empty] | 0 | 0
6 | 7 | 20 | [17 empty] | 0 | 0
6 | 7 | 21 | [17 empty] | 0 | 0
6 | 7 | 22 | [17 empty] | 0 | 0
6 | 7 | 23 | [17 empty] | 0 | 0
6 | 7 | 24 | [17 empty] | 0 | 0
6 | 8 | 1 | [17 empty] | 0 | 0
6 | 8 | 2 | [17 empty] | 0 | 0
6 | 8 | 3 | [17 empty] | 0 | 0
6 | 8 | 4 | [17 empty] | 0 | 0
6 | 8 | 5 | [17 empty] | 0 | 0
6 | 8 | 6 | [17 empty] | 0 | 0
6 | 8 | 7 | [17 empty] | 0 | 0
6 | 8 | 8 | [17 empty] | 0 | 0
6 | 8 | 9 | [17 empty] | 0 | 0
6 | 8 | 10 | [17 empty] | 0 | 0
6 | 8 | 11 | [17 empty] | 0 | 0
6 | 8 | 12 | [17 empty] | 0 | 0
6 | 8 | 13 | [17 empty] | 0 | 0
6 | 8 | 14 | [17 empty] | 0 | 0
6 | 8 | 15 | [17 empty] | 0 | 0
6 | 8 | 16 | [17 empty] | 0 | 0
6 | 8 | 17 | [17 empty] | 0 | 0
6 | 8 | 18 | [17 empty] | 0 | 0
6 | 8 | 19 | [17 empty] | 0 | 0
6 | 8 | 20 | [17 empty] | 0 | 0
6 | 8 | 21 | [17 empty] | 0 | 0
6 | 8 | 22 | [17 empty] | 0 | 0
6 | 8 | 23 | [17 empty] | 0 | 0
6 | 8 | 24 | [17 empty] | 0 | 0
6 | 9 | 1 | [17 empty] | 0 | 0
6 | 9 | 2 | [17 empty] | 0 | 0
6 | 9 | 3 | [17 empty] | 0 | 0
6 | 9 | 4 | [17 empty] | 0 | 0
6 | 9 | 5 | [17 empty] | 0 | 0
6 | 9 | 6 | [17 empty] | 0 | 0
6 | 9 | 7 | [17 empty] | 0 | 0
6 | 9 | 8 | [17 empty] | 0 | 0
6 | 9 | 9 | [17 empty] | 0 | 0
6 | 9 | 10 | [17 empty] | 0 | 0
6 | 9 | 11 | [17 empty] | 0 | 0
6 | 9 | 12 | [17 empty] | 0 | 0
6 | 9 | 13 | [17 empty] | 0 | 0
6 | 9 | 14 | [17 empty] | 0 | 0
6 | 9 | 15 | [17 empty] | 0 | 0
6 | 9 | 16 | [17 empty] | 0 | 0
6 | 9 | 17 | [17 empty] | 0 | 0
6 | 9 | 18 | [17 empty] | 0 | 0
6 | 9 | 19 | [17 empty] | 0 | 0
6 | 9 | 20 | [17 empty] | 0 | 0
6 | 9 | 21 | [17 empty] | 0 | 0
6 | 9 | 22 | [17 empty] | 0 | 0
6 | 9 | 23 | [17 empty] | 0 | 0
6 | 9 | 24 | [17 empty] | 0 | 0
6 | 10 | 1 | [17 empty] | 0 | 0
6 | 10 | 2 | [17 empty] | 0 | 0
6 | 10 | 3 | [17 empty] | 0 | 0
6 | 10 | 4 | [17 empty] | 0 | 0
6 | 10 | 5 | [17 empty] | 0 | 0
6 | 10 | 6 | [17 empty] | 0 | 0
6 | 10 | 7 | [17 empty] | 0 | 0
6 | 10 | 8 | [17 empty] | 0 | 0
6 | 10 | 9 | [17 empty] | 0 | 0
6 | 10 | 10 | [17 empty] | 0 | 0
6 | 10 | 11 | [17 empty] | 0 | 0
6 | 10 | 12 | [17 empty] | 0 | 0
6 | 10 | 13 | [17 empty] | 0 | 0
6 | 10 | 14 | [17 empty] | 0 | 0
6 | 10 | 15 | [17 empty] | 0 | 0
6 | 10 | 16 | [17 empty] | 0 | 0
6 | 10 | 17 | [17 empty] | 0 | 0
6 | 10 | 18 | [17 empty] | 0 | 0
6 | 10 | 19 | [17 empty] | 0 | 0
6 | 10 | 20 | [17 empty] | 0 | 0
6 | 10 | 21 | [17 empty] | 0 | 0
6 | 10 | 22 | [17 empty] | 0 | 0
6 | 10 | 23 | [17 empty] | 0 | 0
6 | 10 | 24 | [17 empty] | 0 | 0
6 | 11 | 1 | [17 empty] | 0 | 0
6 | 11 | 2 | [17 empty] | 0 | 0
6 | 11 | 3 | [17 empty] | 0 | 0
6 | 11 | 4 | [17 empty] | 0 | 0
6 | 11 | 5 | [17 empty] | 0 | 0
6 | 11 | 6 | [17 empty] | 0 | 0
6 | 11 | 7 | [17 empty] | 0 | 0
6 | 11 | 8 | [17 empty] | 0 | 0
6 | 11 | 9 | [17 empty] | 0 | 0
6 | 11 | 10 | [17 empty] | 0 | 0
6 | 11 | 11 | [17 empty] | 0 | 0
6 | 11 | 12 | [17 empty] | 0 | 0
6 | 11 | 13 | [17 empty] | 0 | 0
6 | 11 | 14 | [17 empty] | 0 | 0
6 | 11 | 15 | [17 empty] | 0 | 0
6 | 11 | 16 | [17 empty] | 0 | 0
6 | 11 | 17 | [17 empty] | 0 | 0
6 | 11 | 18 | [17 empty] | 0 | 0
6 | 11 | 19 | [17 empty] | 0 | 0
6 | 11 | 20 | [17 empty] | 0 | 0
6 | 11 | 21 | [17 empty] | 0 | 0
6 | 11 | 22 | [17 empty] | 0 | 0
6 | 11 | 23 | [17 empty] | 0 | 0
6 | 11 | 24 | [17 empty] | 0 | 0
6 | 12 | 1 | [17 empty] | 0 | 0
6 | 12 | 2 | [17 empty] | 0 | 0
6 | 12 | 3 | [17 empty] | 0 | 0
6 | 12 | 4 | [17 empty] | 0 | 0
6 | 12 | 5 | [17 empty] | 0 | 0
6 | 12 | 6 | [17 empty] | 0 | 0
6 | 12 | 7 | [17 empty] | 0 | 0
6 | 12 | 8 | [17 empty] | 0 | 0
6 | 12 | 9 | [17 empty] | 0 | 0
6 | 12 | 10 | [17 empty] | 0 | 0
6 | 12 | 11 | [17 empty] | 0 | 0
6 | 12 | 12 | [17 empty] | 0 | 0
6 | 12 | 13 | [17 empty] | 0 | 0
6 | 12 | 14 | [17 empty] | 0 | 0
6 | 12 | 15 | [17 empty] | 0 | 0
6 | 12 | 16 | [17 empty] | 0 | 0
6 | 12 | 17 | [17 empty] | 0 | 0
6 | 12 | 18 | [17 empty] | 0 | 0
6 | 12 | 19 | [17 empty] | 0 | 0
6 | 12 | 20 | [17 empty] | 0 | 0
6 | 12 | 21 | [17 empty] | 0 | 0
6 | 12 | 22 | [17 empty] | 0 | 0
6 | 12 | 23 | [17 empty] | 0 | 0
6 | 12 | 24 | [17 empty] | 0 | 0
6 | 13 | 1 | [17 empty] | 0 | 0
6 | 13 | 2 | [17 empty] | 0 | 0
6 | 13 | 3 | [17 empty] | 0 | 0
6 | 13 | 4 | [17 empty] | 0 | 0
6 | 13 | 5 | [17 empty] | 0 | 0
6 | 13 | 6 | [17 empty] | 0 | 0
6 | 13 | 7 | [17 empty] | 0 | 0
6 | 13 | 8 | [17 empty] | 0 | 0
6 | 13 | 9 | [17 empty] | 0 | 0
6 | 13 | 10 | [17 empty] | 0 | 0
6 | 13 | 11 | [17 empty] | 0 | 0
6 | 13 | 12 | [17 empty] | 0 | 0
6 | 13 | 13 | [17 empty] | 0 | 0
6 | 13 | 14 | [17 empty] | 0 | 0
6 | 13 | 15 | [17 empty] | 0 | 0
6 | 13 | 16 | [17 empty] | 0 | 0
6 | 13 | 17 | [17 empty] | 0 | 0
6 | 13 | 18 | [17 empty] | 0 | 0
6 | 13 | 19 | [17 empty] | 0 | 0
6 | 13 | 20 | [17 empty] | 0 | 0
6 | 13 | 21 | [17 empty] | 0 | 0
6 | 13 | 22 | [17 empty] | 0 | 0
6 | 13 | 23 | [17 empty] | 0 | 0
6 | 13 | 24 | [17 empty] | 0 | 0
6 | 14 | 1 | [17 empty] | 0 | 0
6 | 14 | 2 | [17 empty] | 0 | 0
6 | 14 | 3 | [17 empty] | 0 | 0
6 | 14 | 4 | [17 empty] | 0 | 0
6 | 14 | 5 | [17 empty] | 0 | 0
6 | 14 | 6 | [17 empty] | 0 | 0
6 | 14 | 7 | [17 empty] | 0 | 0
6 | 14 | 8 | [17 empty] | 0 | 0
6 | 14 | 9 | [17 empty] | 0 | 0
6 | 14 | 10 | [17 empty] | 0 | 0
6 | 14 | 11 | [17 empty] | 0 | 0
6 | 14 | 12 | [17 empty] | 0 | 0
6 | 14 | 13 | [17 empty] | 0 | 0
6 | 14 | 14 | [17 empty] | 0 | 0
6 | 14 | 15 | [17 empty] | 0 | 0
6 | 14 | 16 | [17 empty] | 0 | 0
6 | 14 | 17 | [17 empty] | 0 | 0
6 | 14 | 18 | [17 empty] | 0 | 0
6 | 14 | 19 | [17 empty] | 0 | 0
6 | 14 | 20 | [17 empty] | 0 | 0
6 | 14 | 21 | [17 empty] | 0 | 0
6 | 14 | 22 | [17 empty] | 0 | 0
6 | 14 | 23 | [17 empty] | 0 | 0
6 | 14 | 24 | [17 empty] | 0 | 0
6 | 15 | 1 | [17 empty] | 0 | 0
6 | 15 | 2 | [17 empty] | 0 | 0
6 | 15 | 3 | [17 empty] | 0 | 0
6 | 15 | 4 | [17 empty] | 0 | 0
6 | 15 | 5 | [17 empty] | 0 | 0
6 | 15 | 6 | [17 empty] | 0 | 0
6 | 15 | 7 | [17 empty] | 0 | 0
6 | 15 | 8 | [17 empty] | 0 | 0
6 | 15 | 9 | [17 empty] | 0 | 0
6 | 15 | 10 | [17 empty] | 0 | 0
6 | 15 | 11 | [17 empty] | 0 | 0
6 | 15 | 12 | [17 empty] | 0 | 0
6 | 15 | 13 | [17 empty] | 0 | 0
6 | 15 | 14 | [17 empty] | 0 | 0
6 | 15 | 15 | [17 empty] | 0 | 0
6 | 15 | 16 | [17 empty] | 0 | 0
6 | 15 | 17 | [17 empty] | 0 | 0
6 | 15 | 18 | [17 empty] | 0 | 0
6 | 15 | 19 | [17 empty] | 0 | 0
6 | 15 | 20 | [17 empty] | 0 | 0
6 | 15 | 21 | [17 empty] | 0 | 0
6 | 15 | 22 | [17 empty] | 0 | 0
6 | 15 | 23 | [17 empty] | 0 | 0
6 | 15 | 24 | [17 empty] | 0 | 0
6 | 16 | 1 | [17 empty] | 0 | 0
6 | 16 | 2 | [17 empty] | 0 | 0
6 | 16 | 3 | [17 empty] | 0 | 0
6 | 16 | 4 | [17 empty] | 0 | 0
6 | 16 | 5 | [17 empty] | 0 | 0
6 | 16 | 6 | [17 empty] | 0 | 0
6 | 16 | 7 | [17 empty] | 0 | 0
6 | 16 | 8 | [17 empty] | 0 | 0
6 | 16 | 9 | [17 empty] | 0 | 0
6 | 16 | 10 | [17 empty] | 0 | 0
6 | 16 | 11 | [17 empty] | 0 | 0
6 | 16 | 12 | [17 empty] | 0 | 0
6 | 16 | 13 | [17 empty] | 0 | 0
6 | 16 | 14 | [17 empty] | 0 | 0
6 | 16 | 15 | [17 empty] | 0 | 0
6 | 16 | 16 | [17 empty] | 0 | 0
6 | 16 | 17 | [17 empty] | 0 | 0
6 | 16 | 18 | [17 empty] | 0 | 0
6 | 16 | 19 | [17 empty] | 0 | 0
6 | 16 | 20 | [17 empty] | 0 | 0
6 | 16 | 21 | [17 empty] | 0 | 0
6 | 16 | 22 | [17 empty] | 0 | 0
6 | 16 | 23 | [17 empty] | 0 | 0
6 | 16 | 24 | [17 empty] | 0 | 0
6 | 17 | 1 | [17 empty] | 0 | 0
6 | 17 | 2 | [17 empty] | 0 | 0
6 | 17 | 3 | [17 empty] | 0 | 0
6 | 17 | 4 | [17 empty] | 0 | 0
6 | 17 | 5 | [17 empty] | 0 | 0
6 | 17 | 6 | [17 empty] | 0 | 0
6 | 17 | 7 | [17 empty] | 0 | 0
6 | 17 | 8 | [17 empty] | 0 | 0
6 | 17 | 9 | [17 empty] | 0 | 0
6 | 17 | 10 | [17 empty] | 0 | 0
6 | 17 | 11 | [17 empty] | 0 | 0
6 | 17 | 12 | [17 empty] | 0 | 0
6 | 17 | 13 | [17 empty] | 0 | 0
6 | 17 | 14 | [17 empty] | 0 | 0
6 | 17 | 15 | [17 empty] | 0 | 0
6 | 17 | 16 | [17 empty] | 0 | 0
6 | 17 | 17 | [17 empty] | 0 | 0
6 | 17 | 18 | [17 empty] | 0 | 0
6 | 17 | 19 | [17 empty] | 0 | 0
6 | 17 | 20 | [17 empty] | 0 | 0
6 | 17 | 21 | [17 empty] | 0 | 0
6 | 17 | 22 | [17 empty] | 0 | 0
6 | 17 | 23 | [17 empty] | 0 | 0
6 | 17 | 24 | [17 empty] | 0 | 0
6 | 18 | 1 | [17 empty] | 0 | 0
6 | 18 | 2 | [17 empty] | 0 | 0
6 | 18 | 3 | [17 empty] | 0 | 0
6 | 18 | 4 | [17 empty] | 0 | 0
6 | 18 | 5 | [17 empty] | 0 | 0
6 | 18 | 6 | [17 empty] | 0 | 0
6 | 18 | 7 | [17 empty] | 0 | 0
6 | 18 | 8 | [17 empty] | 0 | 0
6 | 18 | 9 | [17 empty] | 0 | 0
6 | 18 | 10 | [17 empty] | 0 | 0
6 | 18 | 11 | [17 empty] | 0 | 0
6 | 18 | 12 | [17 empty] | 0 | 0
6 | 18 | 13 | [17 empty] | 0 | 0
6 | 18 | 14 | [17 empty] | 0 | 0
6 | 18 | 15 | [17 empty] | 0 | 0
6 | 18 | 16 | [17 empty] | 0 | 0
6 | 18 | 17 | [17 empty] | 0 | 0
6 | 18 | 18 | [17 empty] | 0 | 0
6 | 18 | 19 | [17 empty] | 0 | 0
6 | 18 | 20 | [17 empty] | 0 | 0
6 | 18 | 21 | [17 empty] | 0 | 0
6 | 18 | 22 | [17 empty] | 0 | 0
6 | 18 | 23 | [17 empty] | 0 | 0
6 | 18 | 24 | [17 empty] | 0 | 0
6 | 19 | 1 | [17 empty] | 0 | 0
6 | 19 | 2 | [17 empty] | 0 | 0
6 | 19 | 3 | [17 empty] | 0 | 0
6 | 19 | 4 | [17 empty] | 0 | 0
6 | 19 | 5 | [17 empty] | 0 | 0
6 | 19 | 6 | [17 empty] | 0 | 0
6 | 19 | 7 | [17 empty] | 0 | 0
6 | 19 | 8 | [17 empty] | 0 | 0
6 | 19 | 9 | [17 empty] | 0 | 0
6 | 19 | 10 | [17 empty] | 0 | 0
6 | 19 | 11 | [17 empty] | 0 | 0
6 | 19 | 12 | [17 empty] | 0 | 0
6 | 19 | 13 | [17 empty] | 0 | 0
6 | 19 | 14 | [17 empty] | 0 | 0
6 | 19 | 15 | [17 empty] | 0 | 0
6 | 19 | 16 | [17 empty] | 0 | 0
6 | 19 | 17 | [17 empty] | 0 | 0
6 | 19 | 18 | [17 empty] | 0 | 0
6 | 19 | 19 | [17 empty] | 0 | 0
6 | 19 | 20 | [17 empty] | 0 | 0
6 | 19 | 21 | [17 empty] | 0 | 0
6 | 19 | 22 | [17 empty] | 0 | 0
6 | 19 | 23 | [17 empty] | 0 | 0
6 | 19 | 24 | [17 empty] | 0 | 0
6 | 20 | 1 | [17 empty] | 0 | 0
6 | 20 | 2 | [17 empty] | 0 | 0
6 | 20 | 3 | [17 empty] | 0 | 0
6 | 20 | 4 | [17 empty] | 0 | 0
6 | 20 | 5 | [17 empty] | 0 | 0
6 | 20 | 6 | [17 empty] | 0 | 0
6 | 20 | 7 | [17 empty] | 0 | 0
6 | 20 | 8 | [17 empty] | 0 | 0
6 | 20 | 9 | [17 empty] | 0 | 0
6 | 20 | 10 | [17 empty] | 0 | 0
6 | 20 | 11 | [17 empty] | 0 | 0
6 | 20 | 12 | [17 empty] | 0 | 0
6 | 20 | 13 | [17 empty] | 0 | 0
6 | 20 | 14 | [17 empty] | 0 | 0
6 | 20 | 15 | [17 empty] | 0 | 0
6 | 20 | 16 | [17 empty] | 0 | 0
6 | 20 | 17 | [17 empty] | 0 | 0
6 | 20 | 18 | [17 empty] | 0 | 0
6 | 20 | 19 | [17 empty] | 0 | 0
6 | 20 | 20 | [17 empty] | 0 | 0
6 | 20 | 21 | [17 empty] | 0 | 0
6 | 20 | 22 | [17 empty] | 0 | 0
6 | 20 | 23 | [17 empty] | 0 | 0
6 | 20 | 24 | [17 empty] | 0 | 0
6 | 21 | 1 | [17 empty] | 0 | 0
6 | 21 | 2 | [17 empty] | 0 | 0
6 | 21 | 3 | [17 empty] | 0 | 0
6 | 21 | 4 | [17 empty] | 0 | 0
6 | 21 | 5 | [17 empty] | 0 | 0
6 | 21 | 6 | [17 empty] | 0 | 0
6 | 21 | 7 | [17 empty] | 0 | 0
6 | 21 | 8 | [17 empty] | 0 | 0
6 | 21 | 9 | [17 empty] | 0 | 0
6 | 21 | 10 | [17 empty] | 0 | 0
6 | 21 | 11 | [17 empty] | 0 | 0
6 | 21 | 12 | [17 empty] | 0 | 0
6 | 21 | 13 | [17 empty] | 0 | 0
6 | 21 | 14 | [17 empty] | 0 | 0
6 | 21 | 15 | [17 empty] | 0 | 0
6 | 21 | 16 | [17 empty] | 0 | 0
6 | 21 | 17 | [17 empty] | 0 | 0
6 | 21 | 18 | [17 empty] | 0 | 0
6 | 21 | 19 | [17 empty] | 0 | 0
6 | 21 | 20 | [17 empty] | 0 | 0
6 | 21 | 21 | [17 empty] | 0 | 0
6 | 21 | 22 | [17 empty] | 0 | 0
6 | 21 | 23 | [17 empty] | 0 | 0
6 | 21 | 24 | [17 empty] | 0 | 0
6 | 22 | 1 | [17 empty] | 0 | 0
6 | 22 | 2 | [17 empty] | 0 | 0
6 | 22 | 3 | [17 empty] | 0 | 0
6 | 22 | 4 | [17 empty] | 0 | 0
6 | 22 | 5 | [17 empty] | 0 | 0
6 | 22 | 6 | [17 empty] | 0 | 0
6 | 22 | 7 | [17 empty] | 0 | 0
6 | 22 | 8 | [17 empty] | 0 | 0
6 | 22 | 9 | [17 empty] | 0 | 0
6 | 22 | 10 | [17 empty] | 0 | 0
6 | 22 | 11 | [17 empty] | 0 | 0
6 | 22 | 12 | [17 empty] | 0 | 0
6 | 22 | 13 | [17 empty] | 0 | 0
6 | 22 | 14 | [17 empty] | 0 | 0
6 | 22 | 15 | [17 empty] | 0 | 0
6 | 22 | 16 | [17 empty] | 0 | 0
6 | 22 | 17 | [17 empty] | 0 | 0
6 | 22 | 18 | [17 empty] | 0 | 0
6 | 22 | 19 | [17 empty] | 0 | 0
6 | 22 | 20 | [17 empty] | 0 | 0
6 | 22 | 21 | [17 empty] | 0 | 0
6 | 22 | 22 | [17 empty] | 0 | 0
6 | 22 | 23 | [17 empty] | 0 | 0
6 | 22 | 24 | [17 empty] | 0 | 0
6 | 23 | 1 | [17 empty] | 0 | 0
6 | 23 | 2 | [17 empty] | 0 | 0
6 | 23 | 3 | [17 empty] | 0 | 0
6 | 23 | 4 | [17 empty] | 0 | 0
6 | 23 | 5 | [17 empty] | 0 | 0
6 | 23 | 6 | [17 empty] | 0 | 0
6 | 23 | 7 | [17 empty] | 0 | 0
6 | 23 | 8 | [17 empty] | 0 | 0
6 | 23 | 9 | [17 empty] | 0 | 0
6 | 23 | 10 | [17 empty] | 0 | 0
6 | 23 | 11 | [17 empty] | 0 | 0
6 | 23 | 12 | [17 empty] | 0 | 0
6 | 23 | 13 | [17 empty] | 0 | 0
6 | 23 | 14 | [17 empty] | 0 | 0
6 | 23 | 15 | [17 empty] | 0 | 0
6 | 23 | 16 | [17 empty] | 0 | 0
6 | 23 | 17 | [17 empty] | 0 | 0
6 | 23 | 18 | [17 empty] | 0 | 0
6 | 23 | 19 | [17 empty] | 0 | 0
6 | 23 | 20 | [17 empty] | 0 | 0
6 | 23 | 21 | [17 empty] | 0 | 0
6 | 23 | 22 | [17 empty] | 0 | 0
6 | 23 | 23 | [17 empty] | 0 | 0
6 | 23 | 24 | [17 empty] | 0 | 0
6 | 24 | 1 | [17 empty] | 0 | 0
6 | 24 | 2 | [17 empty] | 0 | 0
6 | 24 | 3 | [17 empty] | 0 | 0
6 | 24 | 4 | [17 empty] | 0 | 0
6 | 24 | 5 | [17 empty] | 0 | 0
6 | 24 | 6 | [17 empty] | 0 | 0
6 | 24 | 7 | [17 empty] | 0 | 0
6 | 24 | 8 | [17 empty] | 0 | 0
6 | 24 | 9 | [17 empty] | 0 | 0
6 | 24 | 10 | [17 empty] | 0 | 0
6 | 24 | 11 | [17 empty] | 0 | 0
6 | 24 | 12 | [17 empty] | 0 | 0
6 | 24 | 13 | [17 empty] | 0 | 0
6 | 24 | 14 | [17 empty] | 0 | 0
6 | 24 | 15 | [17 empty] | 0 | 0
6 | 24 | 16 | [17 empty] | 0 | 0
6 | 24 | 17 | [17 empty] | 0 | 0
6 | 24 | 18 | [17 empty] | 0 | 0
6 | 24 | 19 | [17 empty] | 0 | 0
6 | 24 | 20 | [17 empty] | 0 | 0
6 | 24 | 21 | [17 empty] | 0 | 0
6 | 24 | 22 | [17 empty] | 0 | 0
6 | 24 | 23 | [17 empty] | 0 | 0
6 | 24 | 24 | [17 empty] | 0 | 0
6 | 25 | 1 | [17 empty] | 0 | 0
6 | 25 | 2 | [17 empty] | 0 | 0
6 | 25 | 3 | [17 empty] | 0 | 0
6 | 25 | 4 | [17 empty] | 0 | 0
6 | 25 | 5 | [17 empty] | 0 | 0
6 | 25 | 6 | [17 empty] | 0 | 0
6 | 25 | 7 | [17 empty] | 0 | 0
6 | 25 | 8 | [17 empty] | 0 | 0
6 | 25 | 9 | [17 empty] | 0 | 0
6 | 25 | 10 | [17 empty] | 0 | 0
6 | 25 | 11 | [17 empty] | 0 | 0
6 | 25 | 12 | [17 empty] | 0 | 0
6 | 25 | 13 | [17 empty] | 0 | 0
6 | 25 | 14 | [17 empty] | 0 | 0
6 | 25 | 15 | [17 empty] | 0 | 0
6 | 25 | 16 | [17 empty] | 0 | 0
6 | 25 | 17 | [17 empty] | 0 | 0
6 | 25 | 18 | [17 empty] | 0 | 0
6 | 25 | 19 | [17 empty] | 0 | 0
6 | 25 | 20 | [17 empty] | 0 | 0
6 | 25 | 21 | [17 empty] | 0 | 0
6 | 25 | 22 | [17 empty] | 0 | 0
6 | 25 | 23 | [17 empty] | 0 | 0
6 | 25 | 24 | [17 empty] | 0 | 0
6 | 26 | 1 | [17 empty] | 0 | 0
6 | 26 | 2 | [17 empty] | 0 | 0
6 | 26 | 3 | [17 empty] | 0 | 0
6 | 26 | 4 | [17 empty] | 0 | 0
6 | 26 | 5 | [17 empty] | 0 | 0
6 | 26 | 6 | [17 empty] | 0 | 0
6 | 26 | 7 | [17 empty] | 0 | 0
6 | 26 | 8 | [17 empty] | 0 | 0
6 | 26 | 9 | [17 empty] | 0 | 0
6 | 26 | 10 | [17 empty] | 0 | 0
6 | 26 | 11 | [17 empty] | 0 | 0
6 | 26 | 12 | [17 empty] | 0 | 0
6 | 26 | 13 | [17 empty] | 0 | 0
6 | 26 | 14 | [17 empty] | 0 | 0
6 | 26 | 15 | [17 empty] | 0 | 0
6 | 26 | 16 | [17 empty] | 0 | 0
6 | 26 | 17 | [17 empty] | 0 | 0
6 | 26 | 18 | [17 empty] | 0 | 0
6 | 26 | 19 | [17 empty] | 0 | 0
6 | 26 | 20 | [17 empty] | 0 | 0
6 | 26 | 21 | [17 empty] | 0 | 0
6 | 26 | 22 | [17 empty] | 0 | 0
6 | 26 | 23 | [17 empty] | 0 | 0
6 | 26 | 24 | [17 empty] | 0 | 0
6 | 27 | 1 | [17 empty] | 0 | 0
6 | 27 | 2 | [17 empty] | 0 | 0
6 | 27 | 3 | [17 empty] | 0 | 0
6 | 27 | 4 | [17 empty] | 0 | 0
6 | 27 | 5 | [17 empty] | 0 | 0
6 | 27 | 6 | [17 empty] | 0 | 0
6 | 27 | 7 | [17 empty] | 0 | 0
6 | 27 | 8 | [17 empty] | 0 | 0
6 | 27 | 9 | [17 empty] | 0 | 0
6 | 27 | 10 | [17 empty] | 0 | 0
6 | 27 | 11 | [17 empty] | 0 | 0
6 | 27 | 12 | [17 empty] | 0 | 0
6 | 27 | 13 | [17 empty] | 0 | 0
6 | 27 | 14 | [17 empty] | 0 | 0
6 | 27 | 15 | [17 empty] | 0 | 0
6 | 27 | 16 | [17 empty] | 0 | 0
6 | 27 | 17 | [17 empty] | 0 | 0
6 | 27 | 18 | [17 empty] | 0 | 0
6 | 27 | 19 | [17 empty] | 0 | 0
6 | 27 | 20 | [17 empty] | 0 | 0
6 | 27 | 21 | [17 empty] | 0 | 0
6 | 27 | 22 | [17 empty] | 0 | 0
6 | 27 | 23 | [17 empty] | 0 | 0
6 | 27 | 24 | [17 empty] | 0 | 0
6 | 28 | 1 | [17 empty] | 0 | 0
6 | 28 | 2 | [17 empty] | 0 | 0
6 | 28 | 3 | [17 empty] | 0 | 0
6 | 28 | 4 | [17 empty] | 0 | 0
6 | 28 | 5 | [17 empty] | 0 | 0
6 | 28 | 6 | [17 empty] | 0 | 0
6 | 28 | 7 | [17 empty] | 0 | 0
6 | 28 | 8 | [17 empty] | 0 | 0
6 | 28 | 9 | [17 empty] | 0 | 0
6 | 28 | 10 | [17 empty] | 0 | 0
6 | 28 | 11 | [17 empty] | 0 | 0
6 | 28 | 12 | [17 empty] | 0 | 0
6 | 28 | 13 | [17 empty] | 0 | 0
6 | 28 | 14 | [17 empty] | 0 | 0
6 | 28 | 15 | [17 empty] | 0 | 0
6 | 28 | 16 | [17 empty] | 0 | 0
6 | 28 | 17 | [17 empty] | 0 | 0
6 | 28 | 18 | [17 empty] | 0 | 0
6 | 28 | 19 | [17 empty] | 0 | 0
6 | 28 | 20 | [17 empty] | 0 | 0
6 | 28 | 21 | [17 empty] | 0 | 0
6 | 28 | 22 | [17 empty] | 0 | 0
6 | 28 | 23 | [17 empty] | 0 | 0
6 | 28 | 24 | [17 empty] | 0 | 0
6 | 29 | 1 | [17 empty] | 0 | 0
6 | 29 | 2 | [17 empty] | 0 | 0
6 | 29 | 3 | [17 empty] | 0 | 0
6 | 29 | 4 | [17 empty] | 0 | 0
6 | 29 | 5 | [17 empty] | 0 | 0
6 | 29 | 6 | [17 empty] | 0 | 0
6 | 29 | 7 | [17 empty] | 0 | 0
6 | 29 | 8 | [17 empty] | 0 | 0
6 | 29 | 9 | [17 empty] | 0 | 0
6 | 29 | 10 | [17 empty] | 0 | 0
6 | 29 | 11 | [17 empty] | 0 | 0
6 | 29 | 12 | [17 empty] | 0 | 0
6 | 29 | 13 | [17 empty] | 0 | 0
6 | 29 | 14 | [17 empty] | 0 | 0
6 | 29 | 15 | [17 empty] | 0 | 0
6 | 29 | 16 | [17 empty] | 0 | 0
6 | 29 | 17 | [17 empty] | 0 | 0
6 | 29 | 18 | [17 empty] | 0 | 0
6 | 29 | 19 | [17 empty] | 0 | 0
6 | 29 | 20 | [17 empty] | 0 | 0
6 | 29 | 21 | [17 empty] | 0 | 0
6 | 29 | 22 | [17 empty] | 0 | 0
6 | 29 | 23 | [17 empty] | 0 | 0
6 | 29 | 24 | [17 empty] | 0 | 0
6 | 30 | 1 | [17 empty] | 0 | 0
6 | 30 | 2 | [17 empty] | 0 | 0
6 | 30 | 3 | [17 empty] | 0 | 0
6 | 30 | 4 | [17 empty] | 0 | 0
6 | 30 | 5 | [17 empty] | 0 | 0
6 | 30 | 6 | [17 empty] | 0 | 0
6 | 30 | 7 | [17 empty] | 0 | 0
6 | 30 | 8 | [17 empty] | 0 | 0
6 | 30 | 9 | [17 empty] | 0 | 0
6 | 30 | 10 | [17 empty] | 0 | 0
6 | 30 | 11 | [17 empty] | 0 | 0
6 | 30 | 12 | [17 empty] | 0 | 0
6 | 30 | 13 | [17 empty] | 0 | 0
6 | 30 | 14 | [17 empty] | 0 | 0
6 | 30 | 15 | [17 empty] | 0 | 0
6 | 30 | 16 | [17 empty] | 0 | 0
6 | 30 | 17 | [17 empty] | 0 | 0
6 | 30 | 18 | [17 empty] | 0 | 0
6 | 30 | 19 | [17 empty] | 0 | 0
6 | 30 | 20 | [17 empty] | 0 | 0
6 | 30 | 21 | [17 empty] | 0 | 0
6 | 30 | 22 | [17 empty] | 0 | 0
6 | 30 | 23 | [17 empty] | 0 | 0
6 | 30 | 24 | [17 empty] | 0 | 0
7 | 1 | 1 | [17 empty] | 0 | 0
7 | 1 | 2 | [17 empty] | 0 | 0
7 | 1 | 3 | [17 empty] | 0 | 0
7 | 1 | 4 | [17 empty] | 0 | 0
7 | 1 | 5 | [17 empty] | 0 | 0
7 | 1 | 6 | [17 empty] | 0 | 0
7 | 1 | 7 | [17 empty] | 0 | 0
7 | 1 | 8 | [17 empty] | 0 | 0
7 | 1 | 9 | [17 empty] | 0 | 0
7 | 1 | 10 | [17 empty] | 0 | 0
7 | 1 | 11 | [17 empty] | 0 | 0
7 | 1 | 12 | [17 empty] | 0 | 0
7 | 1 | 13 | [17 empty] | 0 | 0
7 | 1 | 14 | [17 empty] | 0 | 0
7 | 1 | 15 | [17 empty] | 0 | 0
7 | 1 | 16 | [17 empty] | 0 | 0
7 | 1 | 17 | [17 empty] | 0 | 0
7 | 1 | 18 | [17 empty] | 0 | 0
7 | 1 | 19 | [17 empty] | 0 | 0
7 | 1 | 20 | [17 empty] | 0 | 0
7 | 1 | 21 | [17 empty] | 0 | 0
7 | 1 | 22 | [17 empty] | 0 | 0
7 | 1 | 23 | [17 empty] | 0 | 0
7 | 1 | 24 | [17 empty] | 0 | 0
7 | 2 | 1 | [17 empty] | 0 | 0
7 | 2 | 2 | [17 empty] | 0 | 0
7 | 2 | 3 | [17 empty] | 0 | 0
7 | 2 | 4 | [17 empty] | 0 | 0
7 | 2 | 5 | [17 empty] | 0 | 0
7 | 2 | 6 | [17 empty] | 0 | 0
7 | 2 | 7 | [17 empty] | 0 | 0
7 | 2 | 8 | [17 empty] | 0 | 0
7 | 2 | 9 | [17 empty] | 0 | 0
7 | 2 | 10 | [17 empty] | 0 | 0
7 | 2 | 11 | [17 empty] | 0 | 0
7 | 2 | 12 | [17 empty] | 0 | 0
7 | 2 | 13 | [17 empty] | 0 | 0
7 | 2 | 14 | [17 empty] | 0 | 0
7 | 2 | 15 | [17 empty] | 0 | 0
7 | 2 | 16 | [17 empty] | 0 | 0
7 | 2 | 17 | [17 empty] | 0 | 0
7 | 2 | 18 | [17 empty] | 0 | 0
7 | 2 | 19 | [17 empty] | 0 | 0
7 | 2 | 20 | [17 empty] | 0 | 0
7 | 2 | 21 | [17 empty] | 0 | 0
7 | 2 | 22 | [17 empty] | 0 | 0
7 | 2 | 23 | [17 empty] | 0 | 0
7 | 2 | 24 | [17 empty] | 0 | 0
7 | 3 | 1 | [17 empty] | 0 | 0
7 | 3 | 2 | [17 empty] | 0 | 0
7 | 3 | 3 | [17 empty] | 0 | 0
7 | 3 | 4 | [17 empty] | 0 | 0
7 | 3 | 5 | [17 empty] | 0 | 0
7 | 3 | 6 | [17 empty] | 0 | 0
7 | 3 | 7 | [17 empty] | 0 | 0
7 | 3 | 8 | [17 empty] | 0 | 0
7 | 3 | 9 | [17 empty] | 0 | 0
7 | 3 | 10 | [17 empty] | 0 | 0
7 | 3 | 11 | [17 empty] | 0 | 0
7 | 3 | 12 | [17 empty] | 0 | 0
7 | 3 | 13 | [17 empty] | 0 | 0
7 | 3 | 14 | [17 empty] | 0 | 0
7 | 3 | 15 | [17 empty] | 0 | 0
7 | 3 | 16 | [17 empty] | 0 | 0
7 | 3 | 17 | [17 empty] | 0 | 0
7 | 3 | 18 | [17 empty] | 0 | 0
7 | 3 | 19 | [17 empty] | 0 | 0
7 | 3 | 20 | [17 empty] | 0 | 0
7 | 3 | 21 | [17 empty] | 0 | 0
7 | 3 | 22 | [17 empty] | 0 | 0
7 | 3 | 23 | [17 empty] | 0 | 0
7 | 3 | 24 | [17 empty] | 0 | 0
7 | 4 | 1 | [17 empty] | 0 | 0
7 | 4 | 2 | [17 empty] | 0 | 0
7 | 4 | 3 | [17 empty] | 0 | 0
7 | 4 | 4 | [17 empty] | 0 | 0
7 | 4 | 5 | [17 empty] | 0 | 0
7 | 4 | 6 | [17 empty] | 0 | 0
7 | 4 | 7 | [17 empty] | 0 | 0
7 | 4 | 8 | [17 empty] | 0 | 0
7 | 4 | 9 | [17 empty] | 0 | 0
7 | 4 | 10 | [17 empty] | 0 | 0
7 | 4 | 11 | [17 empty] | 0 | 0
7 | 4 | 12 | [17 empty] | 0 | 0
7 | 4 | 13 | [17 empty] | 0 | 0
7 | 4 | 14 | [17 empty] | 0 | 0
7 | 4 | 15 | [17 empty] | 0 | 0
7 | 4 | 16 | [17 empty] | 0 | 0
7 | 4 | 17 | [17 empty] | 0 | 0
7 | 4 | 18 | [17 empty] | 0 | 0
7 | 4 | 19 | [17 empty] | 0 | 0
7 | 4 | 20 | [17 empty] | 0 | 0
7 | 4 | 21 | [17 empty] | 0 | 0
7 | 4 | 22 | [17 empty] | 0 | 0
7 | 4 | 23 | [17 empty] | 0 | 0
7 | 4 | 24 | [17 empty] | 0 | 0
7 | 5 | 1 | [17 empty] | 0 | 0
7 | 5 | 2 | [17 empty] | 0 | 0
7 | 5 | 3 | [17 empty] | 0 | 0
7 | 5 | 4 | [17 empty] | 0 | 0
7 | 5 | 5 | [17 empty] | 0 | 0
7 | 5 | 6 | [17 empty] | 0 | 0
7 | 5 | 7 | [17 empty] | 0 | 0
7 | 5 | 8 | [17 empty] | 0 | 0
7 | 5 | 9 | [17 empty] | 0 | 0
7 | 5 | 10 | [17 empty] | 0 | 0
7 | 5 | 11 | [17 empty] | 0 | 0
7 | 5 | 12 | [17 empty] | 0 | 0
7 | 5 | 13 | [17 empty] | 0 | 0
7 | 5 | 14 | [17 empty] | 0 | 0
7 | 5 | 15 | [17 empty] | 0 | 0
7 | 5 | 16 | [17 empty] | 0 | 0
7 | 5 | 17 | [17 empty] | 0 | 0
7 | 5 | 18 | [17 empty] | 0 | 0
7 | 5 | 19 | [17 empty] | 0 | 0
7 | 5 | 20 | [17 empty] | 0 | 0
7 | 5 | 21 | [17 empty] | 0 | 0
7 | 5 | 22 | [17 empty] | 0 | 0
7 | 5 | 23 | [17 empty] | 0 | 0
7 | 5 | 24 | [17 empty] | 0 | 0
7 | 6 | 1 | [17 empty] | 0 | 0
7 | 6 | 2 | [17 empty] | 0 | 0
7 | 6 | 3 | [17 empty] | 0 | 0
7 | 6 | 4 | [17 empty] | 0 | 0
7 | 6 | 5 | [17 empty] | 0 | 0
7 | 6 | 6 | [17 empty] | 0 | 0
7 | 6 | 7 | [17 empty] | 0 | 0
7 | 6 | 8 | [17 empty] | 0 | 0
7 | 6 | 9 | [17 empty] | 0 | 0
7 | 6 | 10 | [17 empty] | 0 | 0
7 | 6 | 11 | [17 empty] | 0 | 0
7 | 6 | 12 | [17 empty] | 0 | 0
7 | 6 | 13 | [17 empty] | 0 | 0
7 | 6 | 14 | [17 empty] | 0 | 0
7 | 6 | 15 | [17 empty] | 0 | 0
7 | 6 | 16 | [17 empty] | 0 | 0
7 | 6 | 17 | [17 empty] | 0 | 0
7 | 6 | 18 | [17 empty] | 0 | 0
7 | 6 | 19 | [17 empty] | 0 | 0
7 | 6 | 20 | [17 empty] | 0 | 0
7 | 6 | 21 | [17 empty] | 0 | 0
7 | 6 | 22 | [17 empty] | 0 | 0
7 | 6 | 23 | [17 empty] | 0 | 0
7 | 6 | 24 | [17 empty] | 0 | 0
7 | 7 | 1 | [17 empty] | 0 | 0
7 | 7 | 2 | [17 empty] | 0 | 0
7 | 7 | 3 | [17 empty] | 0 | 0
7 | 7 | 4 | [17 empty] | 0 | 0
7 | 7 | 5 | [17 empty] | 0 | 0
7 | 7 | 6 | [17 empty] | 0 | 0
7 | 7 | 7 | [17 empty] | 0 | 0
7 | 7 | 8 | [17 empty] | 0 | 0
7 | 7 | 9 | [17 empty] | 0 | 0
7 | 7 | 10 | [17 empty] | 0 | 0
7 | 7 | 11 | [17 empty] | 0 | 0
7 | 7 | 12 | [17 empty] | 0 | 0
7 | 7 | 13 | [17 empty] | 0 | 0
7 | 7 | 14 | [17 empty] | 0 | 0
7 | 7 | 15 | [17 empty] | 0 | 0
7 | 7 | 16 | [17 empty] | 0 | 0
7 | 7 | 17 | [17 empty] | 0 | 0
7 | 7 | 18 | [17 empty] | 0 | 0
7 | 7 | 19 | [17 empty] | 0 | 0
7 | 7 | 20 | [17 empty] | 0 | 0
7 | 7 | 21 | [17 empty] | 0 | 0
7 | 7 | 22 | [17 empty] | 0 | 0
7 | 7 | 23 | [17 empty] | 0 | 0
7 | 7 | 24 | [17 empty] | 0 | 0
7 | 8 | 1 | [17 empty] | 0 | 0
7 | 8 | 2 | [17 empty] | 0 | 0
7 | 8 | 3 | [17 empty] | 0 | 0
7 | 8 | 4 | [17 empty] | 0 | 0
7 | 8 | 5 | [17 empty] | 0 | 0
7 | 8 | 6 | [17 empty] | 0 | 0
7 | 8 | 7 | [17 empty] | 0 | 0
7 | 8 | 8 | [17 empty] | 0 | 0
7 | 8 | 9 | [17 empty] | 0 | 0
7 | 8 | 10 | [17 empty] | 0 | 0
7 | 8 | 11 | [17 empty] | 0 | 0
7 | 8 | 12 | [17 empty] | 0 | 0
7 | 8 | 13 | [17 empty] | 0 | 0
7 | 8 | 14 | [17 empty] | 0 | 0
7 | 8 | 15 | [17 empty] | 0 | 0
7 | 8 | 16 | [17 empty] | 0 | 0
7 | 8 | 17 | [17 empty] | 0 | 0
7 | 8 | 18 | [17 empty] | 0 | 0
7 | 8 | 19 | [17 empty] | 0 | 0
7 | 8 | 20 | [17 empty] | 0 | 0
7 | 8 | 21 | [17 empty] | 0 | 0
7 | 8 | 22 | [17 empty] | 0 | 0
7 | 8 | 23 | [17 empty] | 0 | 0
7 | 8 | 24 | [17 empty] | 0 | 0
7 | 9 | 1 | [17 empty] | 0 | 0
7 | 9 | 2 | [17 empty] | 0 | 0
7 | 9 | 3 | [17 empty] | 0 | 0
7 | 9 | 4 | [17 empty] | 0 | 0
7 | 9 | 5 | [17 empty] | 0 | 0
7 | 9 | 6 | [17 empty] | 0 | 0
7 | 9 | 7 | [17 empty] | 0 | 0
7 | 9 | 8 | [17 empty] | 0 | 0
7 | 9 | 9 | [17 empty] | 0 | 0
7 | 9 | 10 | [17 empty] | 0 | 0
7 | 9 | 11 | [17 empty] | 0 | 0
7 | 9 | 12 | [17 empty] | 0 | 0
7 | 9 | 13 | [17 empty] | 0 | 0
7 | 9 | 14 | [17 empty] | 0 | 0
7 | 9 | 15 | [17 empty] | 0 | 0
7 | 9 | 16 | [17 empty] | 0 | 0
7 | 9 | 17 | [17 empty] | 0 | 0
7 | 9 | 18 | [17 empty] | 0 | 0
7 | 9 | 19 | [17 empty] | 0 | 0
7 | 9 | 20 | [17 empty] | 0 | 0
7 | 9 | 21 | [17 empty] | 0 | 0
7 | 9 | 22 | [17 empty] | 0 | 0
7 | 9 | 23 | [17 empty] | 0 | 0
7 | 9 | 24 | [17 empty] | 0 | 0
7 | 10 | 1 | [17 empty] | 0 | 0
7 | 10 | 2 | [17 empty] | 0 | 0
7 | 10 | 3 | [17 empty] | 0 | 0
7 | 10 | 4 | [17 empty] | 0 | 0
7 | 10 | 5 | [17 empty] | 0 | 0
7 | 10 | 6 | [17 empty] | 0 | 0
7 | 10 | 7 | [17 empty] | 0 | 0
7 | 10 | 8 | [17 empty] | 0 | 0
7 | 10 | 9 | [17 empty] | 0 | 0
7 | 10 | 10 | [17 empty] | 0 | 0
7 | 10 | 11 | [17 empty] | 0 | 0
7 | 10 | 12 | [17 empty] | 0 | 0
7 | 10 | 13 | [17 empty] | 0 | 0
7 | 10 | 14 | [17 empty] | 0 | 0
7 | 10 | 15 | [17 empty] | 0 | 0
7 | 10 | 16 | [17 empty] | 0 | 0
7 | 10 | 17 | [17 empty] | 0 | 0
7 | 10 | 18 | [17 empty] | 0 | 0
7 | 10 | 19 | [17 empty] | 0 | 0
7 | 10 | 20 | [17 empty] | 0 | 0
7 | 10 | 21 | [17 empty] | 0 | 0
7 | 10 | 22 | [17 empty] | 0 | 0
7 | 10 | 23 | [17 empty] | 0 | 0
7 | 10 | 24 | [17 empty] | 0 | 0
7 | 11 | 1 | [17 empty] | 0 | 0
7 | 11 | 2 | [17 empty] | 0 | 0
7 | 11 | 3 | [17 empty] | 0 | 0
7 | 11 | 4 | [17 empty] | 0 | 0
7 | 11 | 5 | [17 empty] | 0 | 0
7 | 11 | 6 | [17 empty] | 0 | 0
7 | 11 | 7 | [17 empty] | 0 | 0
7 | 11 | 8 | [17 empty] | 0 | 0
7 | 11 | 9 | [17 empty] | 0 | 0
7 | 11 | 10 | [17 empty] | 0 | 0
7 | 11 | 11 | [17 empty] | 0 | 0
7 | 11 | 12 | [17 empty] | 0 | 0
7 | 11 | 13 | [17 empty] | 0 | 0
7 | 11 | 14 | [17 empty] | 0 | 0
7 | 11 | 15 | [17 empty] | 0 | 0
7 | 11 | 16 | [17 empty] | 0 | 0
7 | 11 | 17 | [17 empty] | 0 | 0
7 | 11 | 18 | [17 empty] | 0 | 0
7 | 11 | 19 | [17 empty] | 0 | 0
7 | 11 | 20 | [17 empty] | 0 | 0
7 | 11 | 21 | [17 empty] | 0 | 0
7 | 11 | 22 | [17 empty] | 0 | 0
7 | 11 | 23 | [17 empty] | 0 | 0
7 | 11 | 24 | [17 empty] | 0 | 0
7 | 12 | 1 | [17 empty] | 0 | 0
7 | 12 | 2 | [17 empty] | 0 | 0
7 | 12 | 3 | [17 empty] | 0 | 0
7 | 12 | 4 | [17 empty] | 0 | 0
7 | 12 | 5 | [17 empty] | 0 | 0
7 | 12 | 6 | [17 empty] | 0 | 0
7 | 12 | 7 | [17 empty] | 0 | 0
7 | 12 | 8 | [17 empty] | 0 | 0
7 | 12 | 9 | [17 empty] | 0 | 0
7 | 12 | 10 | [17 empty] | 0 | 0
7 | 12 | 11 | [17 empty] | 0 | 0
7 | 12 | 12 | [17 empty] | 0 | 0
7 | 12 | 13 | [17 empty] | 0 | 0
7 | 12 | 14 | [17 empty] | 0 | 0
7 | 12 | 15 | [17 empty] | 0 | 0
7 | 12 | 16 | [17 empty] | 0 | 0
7 | 12 | 17 | [17 empty] | 0 | 0
7 | 12 | 18 | [17 empty] | 0 | 0
7 | 12 | 19 | [17 empty] | 0 | 0
7 | 12 | 20 | [17 empty] | 0 | 0
7 | 12 | 21 | [17 empty] | 0 | 0
7 | 12 | 22 | [17 empty] | 0 | 0
7 | 12 | 23 | [17 empty] | 0 | 0
7 | 12 | 24 | [17 empty] | 0 | 0
7 | 13 | 1 | [17 empty] | 0 | 0
7 | 13 | 2 | [17 empty] | 0 | 0
7 | 13 | 3 | [17 empty] | 0 | 0
7 | 13 | 4 | [17 empty] | 0 | 0
7 | 13 | 5 | [17 empty] | 0 | 0
7 | 13 | 6 | [17 empty] | 0 | 0
7 | 13 | 7 | [17 empty] | 0 | 0
7 | 13 | 8 | [17 empty] | 0 | 0
7 | 13 | 9 | [17 empty] | 0 | 0
7 | 13 | 10 | [17 empty] | 0 | 0
7 | 13 | 11 | [17 empty] | 0 | 0
7 | 13 | 12 | [17 empty] | 0 | 0
7 | 13 | 13 | [17 empty] | 0 | 0
7 | 13 | 14 | [17 empty] | 0 | 0
7 | 13 | 15 | [17 empty] | 0 | 0
7 | 13 | 16 | [17 empty] | 0 | 0
7 | 13 | 17 | [17 empty] | 0 | 0
7 | 13 | 18 | [17 empty] | 0 | 0
7 | 13 | 19 | [17 empty] | 0 | 0
7 | 13 | 20 | [17 empty] | 0 | 0
7 | 13 | 21 | [17 empty] | 0 | 0
7 | 13 | 22 | [17 empty] | 0 | 0
7 | 13 | 23 | [17 empty] | 0 | 0
7 | 13 | 24 | [17 empty] | 0 | 0
7 | 14 | 1 | [17 empty] | 0 | 0
7 | 14 | 2 | [17 empty] | 0 | 0
7 | 14 | 3 | [17 empty] | 0 | 0
7 | 14 | 4 | [17 empty] | 0 | 0
7 | 14 | 5 | [17 empty] | 0 | 0
7 | 14 | 6 | [17 empty] | 0 | 0
7 | 14 | 7 | [17 empty] | 0 | 0
7 | 14 | 8 | [17 empty] | 0 | 0
7 | 14 | 9 | [17 empty] | 0 | 0
7 | 14 | 10 | [17 empty] | 0 | 0
7 | 14 | 11 | [17 empty] | 0 | 0
7 | 14 | 12 | [17 empty] | 0 | 0
7 | 14 | 13 | [17 empty] | 0 | 0
7 | 14 | 14 | [17 empty] | 0 | 0
7 | 14 | 15 | [17 empty] | 0 | 0
7 | 14 | 16 | [17 empty] | 0 | 0
7 | 14 | 17 | [17 empty] | 0 | 0
7 | 14 | 18 | [17 empty] | 0 | 0
7 | 14 | 19 | [17 empty] | 0 | 0
7 | 14 | 20 | [17 empty] | 0 | 0
7 | 14 | 21 | [17 empty] | 0 | 0
7 | 14 | 22 | [17 empty] | 0 | 0
7 | 14 | 23 | [17 empty] | 0 | 0
7 | 14 | 24 | [17 empty] | 0 | 0
7 | 15 | 1 | [17 empty] | 0 | 0
7 | 15 | 2 | [17 empty] | 0 | 0
7 | 15 | 3 | [17 empty] | 0 | 0
7 | 15 | 4 | [17 empty] | 0 | 0
7 | 15 | 5 | [17 empty] | 0 | 0
7 | 15 | 6 | [17 empty] | 0 | 0
7 | 15 | 7 | [17 empty] | 0 | 0
7 | 15 | 8 | [17 empty] | 0 | 0
7 | 15 | 9 | [17 empty] | 0 | 0
7 | 15 | 10 | [17 empty] | 0 | 0
7 | 15 | 11 | [17 empty] | 0 | 0
7 | 15 | 12 | [17 empty] | 0 | 0
7 | 15 | 13 | [17 empty] | 0 | 0
7 | 15 | 14 | [17 empty] | 0 | 0
7 | 15 | 15 | [17 empty] | 0 | 0
7 | 15 | 16 | [17 empty] | 0 | 0
7 | 15 | 17 | [17 empty] | 0 | 0
7 | 15 | 18 | [17 empty] | 0 | 0
7 | 15 | 19 | [17 empty] | 0 | 0
7 | 15 | 20 | [17 empty] | 0 | 0
7 | 15 | 21 | [17 empty] | 0 | 0
7 | 15 | 22 | [17 empty] | 0 | 0
7 | 15 | 23 | [17 empty] | 0 | 0
7 | 15 | 24 | [17 empty] | 0 | 0
7 | 16 | 1 | [17 empty] | 0 | 0
7 | 16 | 2 | [17 empty] | 0 | 0
7 | 16 | 3 | [17 empty] | 0 | 0
7 | 16 | 4 | [17 empty] | 0 | 0
7 | 16 | 5 | [17 empty] | 0 | 0
7 | 16 | 6 | [17 empty] | 0 | 0
7 | 16 | 7 | [17 empty] | 0 | 0
7 | 16 | 8 | [17 empty] | 0 | 0
7 | 16 | 9 | [17 empty] | 0 | 0
7 | 16 | 10 | [17 empty] | 0 | 0
7 | 16 | 11 | [17 empty] | 0 | 0
7 | 16 | 12 | [17 empty] | 0 | 0
7 | 16 | 13 | [17 empty] | 0 | 0
7 | 16 | 14 | [17 empty] | 0 | 0
7 | 16 | 15 | [17 empty] | 0 | 0
7 | 16 | 16 | [17 empty] | 0 | 0
7 | 16 | 17 | [17 empty] | 0 | 0
7 | 16 | 18 | [17 empty] | 0 | 0
7 | 16 | 19 | [17 empty] | 0 | 0
7 | 16 | 20 | [17 empty] | 0 | 0
7 | 16 | 21 | [17 empty] | 0 | 0
7 | 16 | 22 | [17 empty] | 0 | 0
7 | 16 | 23 | [17 empty] | 0 | 0
7 | 16 | 24 | [17 empty] | 0 | 0
7 | 17 | 1 | [17 empty] | 0 | 0
7 | 17 | 2 | [17 empty] | 0 | 0
7 | 17 | 3 | [17 empty] | 0 | 0
7 | 17 | 4 | [17 empty] | 0 | 0
7 | 17 | 5 | [17 empty] | 0 | 0
7 | 17 | 6 | [17 empty] | 0 | 0
7 | 17 | 7 | [17 empty] | 0 | 0
7 | 17 | 8 | [17 empty] | 0 | 0
7 | 17 | 9 | [17 empty] | 0 | 0
7 | 17 | 10 | [17 empty] | 0 | 0
7 | 17 | 11 | [17 empty] | 0 | 0
7 | 17 | 12 | [17 empty] | 0 | 0
7 | 17 | 13 | [17 empty] | 0 | 0
7 | 17 | 14 | [17 empty] | 0 | 0
7 | 17 | 15 | [17 empty] | 0 | 0
7 | 17 | 16 | [17 empty] | 0 | 0
7 | 17 | 17 | [17 empty] | 0 | 0
7 | 17 | 18 | [17 empty] | 0 | 0
7 | 17 | 19 | [17 empty] | 0 | 0
7 | 17 | 20 | [17 empty] | 0 | 0
7 | 17 | 21 | [17 empty] | 0 | 0
7 | 17 | 22 | [17 empty] | 0 | 0
7 | 17 | 23 | [17 empty] | 0 | 0
7 | 17 | 24 | [17 empty] | 0 | 0
7 | 18 | 1 | [17 empty] | 0 | 0
7 | 18 | 2 | [17 empty] | 0 | 0
7 | 18 | 3 | [17 empty] | 0 | 0
7 | 18 | 4 | [17 empty] | 0 | 0
7 | 18 | 5 | [17 empty] | 0 | 0
7 | 18 | 6 | [17 empty] | 0 | 0
7 | 18 | 7 | [17 empty] | 0 | 0
7 | 18 | 8 | [17 empty] | 0 | 0
7 | 18 | 9 | [17 empty] | 0 | 0
7 | 18 | 10 | [17 empty] | 0 | 0
7 | 18 | 11 | [17 empty] | 0 | 0
7 | 18 | 12 | [17 empty] | 0 | 0
7 | 18 | 13 | [17 empty] | 0 | 0
7 | 18 | 14 | [17 empty] | 0 | 0
7 | 18 | 15 | [17 empty] | 0 | 0
7 | 18 | 16 | [17 empty] | 0 | 0
7 | 18 | 17 | [17 empty] | 0 | 0
7 | 18 | 18 | [17 empty] | 0 | 0
7 | 18 | 19 | [17 empty] | 0 | 0
7 | 18 | 20 | [17 empty] | 0 | 0
7 | 18 | 21 | [17 empty] | 0 | 0
7 | 18 | 22 | [17 empty] | 0 | 0
7 | 18 | 23 | [17 empty] | 0 | 0
7 | 18 | 24 | [17 empty] | 0 | 0
7 | 19 | 1 | [17 empty] | 0 | 0
7 | 19 | 2 | [17 empty] | 0 | 0
7 | 19 | 3 | [17 empty] | 0 | 0
7 | 19 | 4 | [17 empty] | 0 | 0
7 | 19 | 5 | [17 empty] | 0 | 0
7 | 19 | 6 | [17 empty] | 0 | 0
7 | 19 | 7 | [17 empty] | 0 | 0
7 | 19 | 8 | [17 empty] | 0 | 0
7 | 19 | 9 | [17 empty] | 0 | 0
7 | 19 | 10 | [17 empty] | 0 | 0
7 | 19 | 11 | [17 empty] | 0 | 0
7 | 19 | 12 | [17 empty] | 0 | 0
7 | 19 | 13 | [17 empty] | 0 | 0
7 | 19 | 14 | [17 empty] | 0 | 0
7 | 19 | 15 | [17 empty] | 0 | 0
7 | 19 | 16 | [17 empty] | 0 | 0
7 | 19 | 17 | [17 empty] | 0 | 0
7 | 19 | 18 | [17 empty] | 0 | 0
7 | 19 | 19 | [17 empty] | 0 | 0
7 | 19 | 20 | [17 empty] | 0 | 0
7 | 19 | 21 | [17 empty] | 0 | 0
7 | 19 | 22 | [17 empty] | 0 | 0
7 | 19 | 23 | [17 empty] | 0 | 0
7 | 19 | 24 | [17 empty] | 0 | 0
7 | 20 | 1 | [17 empty] | 0 | 0
7 | 20 | 2 | [17 empty] | 0 | 0
7 | 20 | 3 | [17 empty] | 0 | 0
7 | 20 | 4 | [17 empty] | 0 | 0
7 | 20 | 5 | [17 empty] | 0 | 0
7 | 20 | 6 | [17 empty] | 0 | 0
7 | 20 | 7 | [17 empty] | 0 | 0
7 | 20 | 8 | [17 empty] | 0 | 0
7 | 20 | 9 | [17 empty] | 0 | 0
7 | 20 | 10 | [17 empty] | 0 | 0
7 | 20 | 11 | [17 empty] | 0 | 0
7 | 20 | 12 | [17 empty] | 0 | 0
7 | 20 | 13 | [17 empty] | 0 | 0
7 | 20 | 14 | [17 empty] | 0 | 0
7 | 20 | 15 | [17 empty] | 0 | 0
7 | 20 | 16 | [17 empty] | 0 | 0
7 | 20 | 17 | [17 empty] | 0 | 0
7 | 20 | 18 | [17 empty] | 0 | 0
7 | 20 | 19 | [17 empty] | 0 | 0
7 | 20 | 20 | [17 empty] | 0 | 0
7 | 20 | 21 | [17 empty] | 0 | 0
7 | 20 | 22 | [17 empty] | 0 | 0
7 | 20 | 23 | [17 empty] | 0 | 0
7 | 20 | 24 | [17 empty] | 0 | 0
7 | 21 | 1 | [17 empty] | 0 | 0
7 | 21 | 2 | [17 empty] | 0 | 0
7 | 21 | 3 | [17 empty] | 0 | 0
7 | 21 | 4 | [17 empty] | 0 | 0
7 | 21 | 5 | [17 empty] | 0 | 0
7 | 21 | 6 | [17 empty] | 0 | 0
7 | 21 | 7 | [17 empty] | 0 | 0
7 | 21 | 8 | [17 empty] | 0 | 0
7 | 21 | 9 | [17 empty] | 0 | 0
7 | 21 | 10 | [17 empty] | 0 | 0
7 | 21 | 11 | [17 empty] | 0 | 0
7 | 21 | 12 | [17 empty] | 0 | 0
7 | 21 | 13 | [17 empty] | 0 | 0
7 | 21 | 14 | [17 empty] | 0 | 0
7 | 21 | 15 | [17 empty] | 0 | 0
7 | 21 | 16 | [17 empty] | 0 | 0
7 | 21 | 17 | [17 empty] | 0 | 0
7 | 21 | 18 | [17 empty] | 0 | 0
7 | 21 | 19 | [17 empty] | 0 | 0
7 | 21 | 20 | [17 empty] | 0 | 0
7 | 21 | 21 | [17 empty] | 0 | 0
7 | 21 | 22 | [17 empty] | 0 | 0
7 | 21 | 23 | [17 empty] | 0 | 0
7 | 21 | 24 | [17 empty] | 0 | 0
7 | 22 | 1 | [17 empty] | 0 | 0
7 | 22 | 2 | [17 empty] | 0 | 0
7 | 22 | 3 | [17 empty] | 0 | 0
7 | 22 | 4 | [17 empty] | 0 | 0
7 | 22 | 5 | [17 empty] | 0 | 0
7 | 22 | 6 | [17 empty] | 0 | 0
7 | 22 | 7 | [17 empty] | 0 | 0
7 | 22 | 8 | [17 empty] | 0 | 0
7 | 22 | 9 | [17 empty] | 0 | 0
7 | 22 | 10 | [17 empty] | 0 | 0
7 | 22 | 11 | [17 empty] | 0 | 0
7 | 22 | 12 | [17 empty] | 0 | 0
7 | 22 | 13 | [17 empty] | 0 | 0
7 | 22 | 14 | [17 empty] | 0 | 0
7 | 22 | 15 | [17 empty] | 0 | 0
7 | 22 | 16 | [17 empty] | 0 | 0
7 | 22 | 17 | [17 empty] | 0 | 0
7 | 22 | 18 | [17 empty] | 0 | 0
7 | 22 | 19 | [17 empty] | 0 | 0
7 | 22 | 20 | [17 empty] | 0 | 0
7 | 22 | 21 | [17 empty] | 0 | 0
7 | 22 | 22 | [17 empty] | 0 | 0
7 | 22 | 23 | [17 empty] | 0 | 0
7 | 22 | 24 | [17 empty] | 0 | 0
7 | 23 | 1 | [17 empty] | 0 | 0
7 | 23 | 2 | [17 empty] | 0 | 0
7 | 23 | 3 | [17 empty] | 0 | 0
7 | 23 | 4 | [17 empty] | 0 | 0
7 | 23 | 5 | [17 empty] | 0 | 0
7 | 23 | 6 | [17 empty] | 0 | 0
7 | 23 | 7 | [17 empty] | 0 | 0
7 | 23 | 8 | [17 empty] | 0 | 0
7 | 23 | 9 | [17 empty] | 0 | 0
7 | 23 | 10 | [17 empty] | 0 | 0
7 | 23 | 11 | [17 empty] | 0 | 0
7 | 23 | 12 | [17 empty] | 0 | 0
7 | 23 | 13 | [17 empty] | 0 | 0
7 | 23 | 14 | [17 empty] | 0 | 0
7 | 23 | 15 | [17 empty] | 0 | 0
7 | 23 | 16 | [17 empty] | 0 | 0
7 | 23 | 17 | [17 empty] | 0 | 0
7 | 23 | 18 | [17 empty] | 0 | 0
7 | 23 | 19 | [17 empty] | 0 | 0
7 | 23 | 20 | [17 empty] | 0 | 0
7 | 23 | 21 | [17 empty] | 0 | 0
7 | 23 | 22 | [17 empty] | 0 | 0
7 | 23 | 23 | [17 empty] | 0 | 0
7 | 23 | 24 | [17 empty] | 0 | 0
7 | 24 | 1 | [17 empty] | 0 | 0
7 | 24 | 2 | [17 empty] | 0 | 0
7 | 24 | 3 | [17 empty] | 0 | 0
7 | 24 | 4 | [17 empty] | 0 | 0
7 | 24 | 5 | [17 empty] | 0 | 0
7 | 24 | 6 | [17 empty] | 0 | 0
7 | 24 | 7 | [17 empty] | 0 | 0
7 | 24 | 8 | [17 empty] | 0 | 0
7 | 24 | 9 | [17 empty] | 0 | 0
7 | 24 | 10 | [17 empty] | 0 | 0
7 | 24 | 11 | [17 empty] | 0 | 0
7 | 24 | 12 | [17 empty] | 0 | 0
7 | 24 | 13 | [17 empty] | 0 | 0
7 | 24 | 14 | [17 empty] | 0 | 0
7 | 24 | 15 | [17 empty] | 0 | 0
7 | 24 | 16 | [17 empty] | 0 | 0
7 | 24 | 17 | [17 empty] | 0 | 0
7 | 24 | 18 | [17 empty] | 0 | 0
7 | 24 | 19 | [17 empty] | 0 | 0
7 | 24 | 20 | [17 empty] | 0 | 0
7 | 24 | 21 | [17 empty] | 0 | 0
7 | 24 | 22 | [17 empty] | 0 | 0
7 | 24 | 23 | [17 empty] | 0 | 0
7 | 24 | 24 | [17 empty] | 0 | 0
7 | 25 | 1 | [17 empty] | 0 | 0
7 | 25 | 2 | [17 empty] | 0 | 0
7 | 25 | 3 | [17 empty] | 0 | 0
7 | 25 | 4 | [17 empty] | 0 | 0
7 | 25 | 5 | [17 empty] | 0 | 0
7 | 25 | 6 | [17 empty] | 0 | 0
7 | 25 | 7 | [17 empty] | 0 | 0
7 | 25 | 8 | [17 empty] | 0 | 0
7 | 25 | 9 | [17 empty] | 0 | 0
7 | 25 | 10 | [17 empty] | 0 | 0
7 | 25 | 11 | [17 empty] | 0 | 0
7 | 25 | 12 | [17 empty] | 0 | 0
7 | 25 | 13 | [17 empty] | 0 | 0
7 | 25 | 14 | [17 empty] | 0 | 0
7 | 25 | 15 | [17 empty] | 0 | 0
7 | 25 | 16 | [17 empty] | 0 | 0
7 | 25 | 17 | [17 empty] | 0 | 0
7 | 25 | 18 | [17 empty] | 0 | 0
7 | 25 | 19 | [17 empty] | 0 | 0
7 | 25 | 20 | [17 empty] | 0 | 0
7 | 25 | 21 | [17 empty] | 0 | 0
7 | 25 | 22 | [17 empty] | 0 | 0
7 | 25 | 23 | [17 empty] | 0 | 0
7 | 25 | 24 | [17 empty] | 0 | 0
7 | 26 | 1 | [17 empty] | 0 | 0
7 | 26 | 2 | [17 empty] | 0 | 0
7 | 26 | 3 | [17 empty] | 0 | 0
7 | 26 | 4 | [17 empty] | 0 | 0
7 | 26 | 5 | [17 empty] | 0 | 0
7 | 26 | 6 | [17 empty] | 0 | 0
7 | 26 | 7 | [17 empty] | 0 | 0
7 | 26 | 8 | [17 empty] | 0 | 0
7 | 26 | 9 | [17 empty] | 0 | 0
7 | 26 | 10 | [17 empty] | 0 | 0
7 | 26 | 11 | [17 empty] | 0 | 0
7 | 26 | 12 | [17 empty] | 0 | 0
7 | 26 | 13 | [17 empty] | 0 | 0
7 | 26 | 14 | [17 empty] | 0 | 0
7 | 26 | 15 | [17 empty] | 0 | 0
7 | 26 | 16 | [17 empty] | 0 | 0
7 | 26 | 17 | [17 empty] | 0 | 0
7 | 26 | 18 | [17 empty] | 0 | 0
7 | 26 | 19 | [17 empty] | 0 | 0
7 | 26 | 20 | [17 empty] | 0 | 0
7 | 26 | 21 | [17 empty] | 0 | 0
7 | 26 | 22 | [17 empty] | 0 | 0
7 | 26 | 23 | [17 empty] | 0 | 0
7 | 26 | 24 | [17 empty] | 0 | 0
7 | 27 | 1 | [17 empty] | 0 | 0
7 | 27 | 2 | [17 empty] | 0 | 0
7 | 27 | 3 | [17 empty] | 0 | 0
7 | 27 | 4 | [17 empty] | 0 | 0
7 | 27 | 5 | [17 empty] | 0 | 0
7 | 27 | 6 | [17 empty] | 0 | 0
7 | 27 | 7 | [17 empty] | 0 | 0
7 | 27 | 8 | [17 empty] | 0 | 0
7 | 27 | 9 | [17 empty] | 0 | 0
7 | 27 | 10 | [17 empty] | 0 | 0
7 | 27 | 11 | [17 empty] | 0 | 0
7 | 27 | 12 | [17 empty] | 0 | 0
7 | 27 | 13 | [17 empty] | 0 | 0
7 | 27 | 14 | [17 empty] | 0 | 0
7 | 27 | 15 | [17 empty] | 0 | 0
7 | 27 | 16 | [17 empty] | 0 | 0
7 | 27 | 17 | [17 empty] | 0 | 0
7 | 27 | 18 | [17 empty] | 0 | 0
7 | 27 | 19 | [17 empty] | 0 | 0
7 | 27 | 20 | [17 empty] | 0 | 0
7 | 27 | 21 | [17 empty] | 0 | 0
7 | 27 | 22 | [17 empty] | 0 | 0
7 | 27 | 23 | [17 empty] | 0 | 0
7 | 27 | 24 | [17 empty] | 0 | 0
7 | 28 | 1 | [17 empty] | 0 | 0
7 | 28 | 2 | [17 empty] | 0 | 0
7 | 28 | 3 | [17 empty] | 0 | 0
7 | 28 | 4 | [17 empty] | 0 | 0
7 | 28 | 5 | [17 empty] | 0 | 0
7 | 28 | 6 | [17 empty] | 0 | 0
7 | 28 | 7 | [17 empty] | 0 | 0
7 | 28 | 8 | [17 empty] | 0 | 0
7 | 28 | 9 | [17 empty] | 0 | 0
7 | 28 | 10 | [17 empty] | 0 | 0
7 | 28 | 11 | [17 empty] | 0 | 0
7 | 28 | 12 | [17 empty] | 0 | 0
7 | 28 | 13 | [17 empty] | 0 | 0
7 | 28 | 14 | [17 empty] | 0 | 0
7 | 28 | 15 | [17 empty] | 0 | 0
7 | 28 | 16 | [17 empty] | 0 | 0
7 | 28 | 17 | [17 empty] | 0 | 0
7 | 28 | 18 | [17 empty] | 0 | 0
7 | 28 | 19 | [17 empty] | 0 | 0
7 | 28 | 20 | [17 empty] | 0 | 0
7 | 28 | 21 | [17 empty] | 0 | 0
7 | 28 | 22 | [17 empty] | 0 | 0
7 | 28 | 23 | [17 empty] | 0 | 0
7 | 28 | 24 | [17 empty] | 0 | 0
7 | 29 | 1 | [17 empty] | 0 | 0
7 | 29 | 2 | [17 empty] | 0 | 0
7 | 29 | 3 | [17 empty] | 0 | 0
7 | 29 | 4 | [17 empty] | 0 | 0
7 | 29 | 5 | [17 empty] | 0 | 0
7 | 29 | 6 | [17 empty] | 0 | 0
7 | 29 | 7 | [17 empty] | 0 | 0
7 | 29 | 8 | [17 empty] | 0 | 0
7 | 29 | 9 | [17 empty] | 0 | 0
7 | 29 | 10 | [17 empty] | 0 | 0
7 | 29 | 11 | [17 empty] | 0 | 0
7 | 29 | 12 | [17 empty] | 0 | 0
7 | 29 | 13 | [17 empty] | 0 | 0
7 | 29 | 14 | [17 empty] | 0 | 0
7 | 29 | 15 | [17 empty] | 0 | 0
7 | 29 | 16 | [17 empty] | 0 | 0
7 | 29 | 17 | [17 empty] | 0 | 0
7 | 29 | 18 | [17 empty] | 0 | 0
7 | 29 | 19 | [17 empty] | 0 | 0
7 | 29 | 20 | [17 empty] | 0 | 0
7 | 29 | 21 | [17 empty] | 0 | 0
7 | 29 | 22 | [17 empty] | 0 | 0
7 | 29 | 23 | [17 empty] | 0 | 0
7 | 29 | 24 | [17 empty] | 0 | 0
7 | 30 | 1 | [17 empty] | 0 | 0
7 | 30 | 2 | [17 empty] | 0 | 0
7 | 30 | 3 | [17 empty] | 0 | 0
7 | 30 | 4 | [17 empty] | 0 | 0
7 | 30 | 5 | [17 empty] | 0 | 0
7 | 30 | 6 | [17 empty] | 0 | 0
7 | 30 | 7 | [17 empty] | 0 | 0
7 | 30 | 8 | [17 empty] | 0 | 0
7 | 30 | 9 | [17 empty] | 0 | 0
7 | 30 | 10 | [17 empty] | 0 | 0
7 | 30 | 11 | [17 empty] | 0 | 0
7 | 30 | 12 | [17 empty] | 0 | 0
7 | 30 | 13 | [17 empty] | 0 | 0
7 | 30 | 14 | [17 empty] | 0 | 0
7 | 30 | 15 | [17 empty] | 0 | 0
7 | 30 | 16 | [17 empty] | 0 | 0
7 | 30 | 17 | [17 empty] | 0 | 0
7 | 30 | 18 | [17 empty] | 0 | 0
7 | 30 | 19 | [17 empty] | 0 | 0
7 | 30 | 20 | [17 empty] | 0 | 0
7 | 30 | 21 | [17 empty] | 0 | 0
7 | 30 | 22 | [17 empty] | 0 | 0
7 | 30 | 23 | [17 empty] | 0 | 0
7 | 30 | 24 | [17 empty] | 0 | 0
7 | 31 | 1 | [17 empty] | 0 | 0
7 | 31 | 2 | [17 empty] | 0 | 0
7 | 31 | 3 | [17 empty] | 0 | 0
7 | 31 | 4 | [17 empty] | 0 | 0
7 | 31 | 5 | [17 empty] | 0 | 0
7 | 31 | 6 | [17 empty] | 0 | 0
7 | 31 | 7 | [17 empty] | 0 | 0
7 | 31 | 8 | [17 empty] | 0 | 0
7 | 31 | 9 | [17 empty] | 0 | 0
7 | 31 | 10 | [17 empty] | 0 | 0
7 | 31 | 11 | [17 empty] | 0 | 0
7 | 31 | 12 | [17 empty] | 0 | 0
7 | 31 | 13 | [17 empty] | 0 | 0
7 | 31 | 14 | [17 empty] | 0 | 0
7 | 31 | 15 | [17 empty] | 0 | 0
7 | 31 | 16 | [17 empty] | 0 | 0
7 | 31 | 17 | [17 empty] | 0 | 0
7 | 31 | 18 | [17 empty] | 0 | 0
7 | 31 | 19 | [17 empty] | 0 | 0
7 | 31 | 20 | [17 empty] | 0 | 0
7 | 31 | 21 | [17 empty] | 0 | 0
7 | 31 | 22 | [17 empty] | 0 | 0
7 | 31 | 23 | [17 empty] | 0 | 0
7 | 31 | 24 | [17 empty] | 0 | 0
8 | 1 | 1 | [17 empty] | 0 | 0
8 | 1 | 2 | [17 empty] | 0 | 0
8 | 1 | 3 | [17 empty] | 0 | 0
8 | 1 | 4 | [17 empty] | 0 | 0
8 | 1 | 5 | [17 empty] | 0 | 0
8 | 1 | 6 | [17 empty] | 0 | 0
8 | 1 | 7 | [17 empty] | 0 | 0
8 | 1 | 8 | [17 empty] | 0 | 0
8 | 1 | 9 | [17 empty] | 0 | 0
8 | 1 | 10 | [17 empty] | 0 | 0
8 | 1 | 11 | [17 empty] | 0 | 0
8 | 1 | 12 | [17 empty] | 0 | 0
8 | 1 | 13 | [17 empty] | 0 | 0
8 | 1 | 14 | [17 empty] | 0 | 0
8 | 1 | 15 | [17 empty] | 0 | 0
8 | 1 | 16 | [17 empty] | 0 | 0
8 | 1 | 17 | [17 empty] | 0 | 0
8 | 1 | 18 | [17 empty] | 0 | 0
8 | 1 | 19 | [17 empty] | 0 | 0
8 | 1 | 20 | [17 empty] | 0 | 0
8 | 1 | 21 | [17 empty] | 0 | 0
8 | 1 | 22 | [17 empty] | 0 | 0
8 | 1 | 23 | [17 empty] | 0 | 0
8 | 1 | 24 | [17 empty] | 0 | 0
8 | 2 | 1 | [17 empty] | 0 | 0
8 | 2 | 2 | [17 empty] | 0 | 0
8 | 2 | 3 | [17 empty] | 0 | 0
8 | 2 | 4 | [17 empty] | 0 | 0
8 | 2 | 5 | [17 empty] | 0 | 0
8 | 2 | 6 | [17 empty] | 0 | 0
8 | 2 | 7 | [17 empty] | 0 | 0
8 | 2 | 8 | [17 empty] | 0 | 0
8 | 2 | 9 | [17 empty] | 0 | 0
8 | 2 | 10 | [17 empty] | 0 | 0
8 | 2 | 11 | [17 empty] | 0 | 0
8 | 2 | 12 | [17 empty] | 0 | 0
8 | 2 | 13 | [17 empty] | 0 | 0
8 | 2 | 14 | [17 empty] | 0 | 0
8 | 2 | 15 | [17 empty] | 0 | 0
8 | 2 | 16 | [17 empty] | 0 | 0
8 | 2 | 17 | [17 empty] | 0 | 0
8 | 2 | 18 | [17 empty] | 0 | 0
8 | 2 | 19 | [17 empty] | 0 | 0
8 | 2 | 20 | [17 empty] | 0 | 0
8 | 2 | 21 | [17 empty] | 0 | 0
8 | 2 | 22 | [17 empty] | 0 | 0
8 | 2 | 23 | [17 empty] | 0 | 0
8 | 2 | 24 | [17 empty] | 0 | 0
8 | 3 | 1 | [17 empty] | 0 | 0
8 | 3 | 2 | [17 empty] | 0 | 0
8 | 3 | 3 | [17 empty] | 0 | 0
8 | 3 | 4 | [17 empty] | 0 | 0
8 | 3 | 5 | [17 empty] | 0 | 0
8 | 3 | 6 | [17 empty] | 0 | 0
8 | 3 | 7 | [17 empty] | 0 | 0
8 | 3 | 8 | [17 empty] | 0 | 0
8 | 3 | 9 | [17 empty] | 0 | 0
8 | 3 | 10 | [17 empty] | 0 | 0
8 | 3 | 11 | [17 empty] | 0 | 0
8 | 3 | 12 | [17 empty] | 0 | 0
8 | 3 | 13 | [17 empty] | 0 | 0
8 | 3 | 14 | [17 empty] | 0 | 0
8 | 3 | 15 | [17 empty] | 0 | 0
8 | 3 | 16 | [17 empty] | 0 | 0
8 | 3 | 17 | [17 empty] | 0 | 0
8 | 3 | 18 | [17 empty] | 0 | 0
8 | 3 | 19 | [17 empty] | 0 | 0
8 | 3 | 20 | [17 empty] | 0 | 0
8 | 3 | 21 | [17 empty] | 0 | 0
8 | 3 | 22 | [17 empty] | 0 | 0
8 | 3 | 23 | [17 empty] | 0 | 0
8 | 3 | 24 | [17 empty] | 0 | 0
8 | 4 | 1 | [17 empty] | 0 | 0
8 | 4 | 2 | [17 empty] | 0 | 0
8 | 4 | 3 | [17 empty] | 0 | 0
8 | 4 | 4 | [17 empty] | 0 | 0
8 | 4 | 5 | [17 empty] | 0 | 0
8 | 4 | 6 | [17 empty] | 0 | 0
8 | 4 | 7 | [17 empty] | 0 | 0
8 | 4 | 8 | [17 empty] | 0 | 0
8 | 4 | 9 | [17 empty] | 0 | 0
8 | 4 | 10 | [17 empty] | 0 | 0
8 | 4 | 11 | [17 empty] | 0 | 0
8 | 4 | 12 | [17 empty] | 0 | 0
8 | 4 | 13 | [17 empty] | 0 | 0
8 | 4 | 14 | [17 empty] | 0 | 0
8 | 4 | 15 | [17 empty] | 0 | 0
8 | 4 | 16 | [17 empty] | 0 | 0
8 | 4 | 17 | [17 empty] | 0 | 0
8 | 4 | 18 | [17 empty] | 0 | 0
8 | 4 | 19 | [17 empty] | 0 | 0
8 | 4 | 20 | [17 empty] | 0 | 0
8 | 4 | 21 | [17 empty] | 0 | 0
8 | 4 | 22 | [17 empty] | 0 | 0
8 | 4 | 23 | [17 empty] | 0 | 0
8 | 4 | 24 | [17 empty] | 0 | 0
8 | 5 | 1 | [17 empty] | 0 | 0
8 | 5 | 2 | [17 empty] | 0 | 0
8 | 5 | 3 | [17 empty] | 0 | 0
8 | 5 | 4 | [17 empty] | 0 | 0
8 | 5 | 5 | [17 empty] | 0 | 0
8 | 5 | 6 | [17 empty] | 0 | 0
8 | 5 | 7 | [17 empty] | 0 | 0
8 | 5 | 8 | [17 empty] | 0 | 0
8 | 5 | 9 | [17 empty] | 0 | 0
8 | 5 | 10 | [17 empty] | 0 | 0
8 | 5 | 11 | [17 empty] | 0 | 0
8 | 5 | 12 | [17 empty] | 0 | 0
8 | 5 | 13 | [17 empty] | 0 | 0
8 | 5 | 14 | [17 empty] | 0 | 0
8 | 5 | 15 | [17 empty] | 0 | 0
8 | 5 | 16 | [17 empty] | 0 | 0
8 | 5 | 17 | [17 empty] | 0 | 0
8 | 5 | 18 | [17 empty] | 0 | 0
8 | 5 | 19 | [17 empty] | 0 | 0
8 | 5 | 20 | [17 empty] | 0 | 0
8 | 5 | 21 | [17 empty] | 0 | 0
8 | 5 | 22 | [17 empty] | 0 | 0
8 | 5 | 23 | [17 empty] | 0 | 0
8 | 5 | 24 | [17 empty] | 0 | 0
8 | 6 | 1 | [17 empty] | 0 | 0
8 | 6 | 2 | [17 empty] | 0 | 0
8 | 6 | 3 | [17 empty] | 0 | 0
8 | 6 | 4 | [17 empty] | 0 | 0
8 | 6 | 5 | [17 empty] | 0 | 0
8 | 6 | 6 | [17 empty] | 0 | 0
8 | 6 | 7 | [17 empty] | 0 | 0
8 | 6 | 8 | [17 empty] | 0 | 0
8 | 6 | 9 | [17 empty] | 0 | 0
8 | 6 | 10 | [17 empty] | 0 | 0
8 | 6 | 11 | [17 empty] | 0 | 0
8 | 6 | 12 | [17 empty] | 0 | 0
8 | 6 | 13 | [17 empty] | 0 | 0
8 | 6 | 14 | [17 empty] | 0 | 0
8 | 6 | 15 | [17 empty] | 0 | 0
8 | 6 | 16 | [17 empty] | 0 | 0
8 | 6 | 17 | [17 empty] | 0 | 0
8 | 6 | 18 | [17 empty] | 0 | 0
8 | 6 | 19 | [17 empty] | 0 | 0
8 | 6 | 20 | [17 empty] | 0 | 0
8 | 6 | 21 | [17 empty] | 0 | 0
8 | 6 | 22 | [17 empty] | 0 | 0
8 | 6 | 23 | [17 empty] | 0 | 0
8 | 6 | 24 | [17 empty] | 0 | 0
8 | 7 | 1 | [17 empty] | 0 | 0
8 | 7 | 2 | [17 empty] | 0 | 0
8 | 7 | 3 | [17 empty] | 0 | 0
8 | 7 | 4 | [17 empty] | 0 | 0
8 | 7 | 5 | [17 empty] | 0 | 0
8 | 7 | 6 | [17 empty] | 0 | 0
8 | 7 | 7 | [17 empty] | 0 | 0
8 | 7 | 8 | [17 empty] | 0 | 0
8 | 7 | 9 | [17 empty] | 0 | 0
8 | 7 | 10 | [17 empty] | 0 | 0
8 | 7 | 11 | [17 empty] | 0 | 0
8 | 7 | 12 | [17 empty] | 0 | 0
8 | 7 | 13 | [17 empty] | 0 | 0
8 | 7 | 14 | [17 empty] | 0 | 0
8 | 7 | 15 | [17 empty] | 0 | 0
8 | 7 | 16 | [17 empty] | 0 | 0
8 | 7 | 17 | [17 empty] | 0 | 0
8 | 7 | 18 | [17 empty] | 0 | 0
8 | 7 | 19 | [17 empty] | 0 | 0
8 | 7 | 20 | [17 empty] | 0 | 0
8 | 7 | 21 | [17 empty] | 0 | 0
8 | 7 | 22 | [17 empty] | 0 | 0
8 | 7 | 23 | [17 empty] | 0 | 0
8 | 7 | 24 | [17 empty] | 0 | 0
8 | 8 | 1 | [17 empty] | 0 | 0
8 | 8 | 2 | [17 empty] | 0 | 0
8 | 8 | 3 | [17 empty] | 0 | 0
8 | 8 | 4 | [17 empty] | 0 | 0
8 | 8 | 5 | [17 empty] | 0 | 0
8 | 8 | 6 | [17 empty] | 0 | 0
8 | 8 | 7 | [17 empty] | 0 | 0
8 | 8 | 8 | [17 empty] | 0 | 0
8 | 8 | 9 | [17 empty] | 0 | 0
8 | 8 | 10 | [17 empty] | 0 | 0
8 | 8 | 11 | [17 empty] | 0 | 0
8 | 8 | 12 | [17 empty] | 0 | 0
8 | 8 | 13 | [17 empty] | 0 | 0
8 | 8 | 14 | [17 empty] | 0 | 0
8 | 8 | 15 | [17 empty] | 0 | 0
8 | 8 | 16 | [17 empty] | 0 | 0
8 | 8 | 17 | [17 empty] | 0 | 0
8 | 8 | 18 | [17 empty] | 0 | 0
8 | 8 | 19 | [17 empty] | 0 | 0
8 | 8 | 20 | [17 empty] | 0 | 0
8 | 8 | 21 | [17 empty] | 0 | 0
8 | 8 | 22 | [17 empty] | 0 | 0
8 | 8 | 23 | [17 empty] | 0 | 0
8 | 8 | 24 | [17 empty] | 0 | 0
8 | 9 | 1 | [17 empty] | 0 | 0
8 | 9 | 2 | [17 empty] | 0 | 0
8 | 9 | 3 | [17 empty] | 0 | 0
8 | 9 | 4 | [17 empty] | 0 | 0
8 | 9 | 5 | [17 empty] | 0 | 0
8 | 9 | 6 | [17 empty] | 0 | 0
8 | 9 | 7 | [17 empty] | 0 | 0
8 | 9 | 8 | [17 empty] | 0 | 0
8 | 9 | 9 | [17 empty] | 0 | 0
8 | 9 | 10 | [17 empty] | 0 | 0
8 | 9 | 11 | [17 empty] | 0 | 0
8 | 9 | 12 | [17 empty] | 0 | 0
8 | 9 | 13 | [17 empty] | 0 | 0
8 | 9 | 14 | [17 empty] | 0 | 0
8 | 9 | 15 | [17 empty] | 0 | 0
8 | 9 | 16 | [17 empty] | 0 | 0
8 | 9 | 17 | [17 empty] | 0 | 0
8 | 9 | 18 | [17 empty] | 0 | 0
8 | 9 | 19 | [17 empty] | 0 | 0
8 | 9 | 20 | [17 empty] | 0 | 0
8 | 9 | 21 | [17 empty] | 0 | 0
8 | 9 | 22 | [17 empty] | 0 | 0
8 | 9 | 23 | [17 empty] | 0 | 0
8 | 9 | 24 | [17 empty] | 0 | 0
8 | 10 | 1 | [17 empty] | 0 | 0
8 | 10 | 2 | [17 empty] | 0 | 0
8 | 10 | 3 | [17 empty] | 0 | 0
8 | 10 | 4 | [17 empty] | 0 | 0
8 | 10 | 5 | [17 empty] | 0 | 0
8 | 10 | 6 | [17 empty] | 0 | 0
8 | 10 | 7 | [17 empty] | 0 | 0
8 | 10 | 8 | [17 empty] | 0 | 0
8 | 10 | 9 | [17 empty] | 0 | 0
8 | 10 | 10 | [17 empty] | 0 | 0
8 | 10 | 11 | [17 empty] | 0 | 0
8 | 10 | 12 | [17 empty] | 0 | 0
8 | 10 | 13 | [17 empty] | 0 | 0
8 | 10 | 14 | [17 empty] | 0 | 0
8 | 10 | 15 | [17 empty] | 0 | 0
8 | 10 | 16 | [17 empty] | 0 | 0
8 | 10 | 17 | [17 empty] | 0 | 0
8 | 10 | 18 | [17 empty] | 0 | 0
8 | 10 | 19 | [17 empty] | 0 | 0
8 | 10 | 20 | [17 empty] | 0 | 0
8 | 10 | 21 | [17 empty] | 0 | 0
8 | 10 | 22 | [17 empty] | 0 | 0
8 | 10 | 23 | [17 empty] | 0 | 0
8 | 10 | 24 | [17 empty] | 0 | 0
8 | 11 | 1 | [17 empty] | 0 | 0
8 | 11 | 2 | [17 empty] | 0 | 0
8 | 11 | 3 | [17 empty] | 0 | 0
8 | 11 | 4 | [17 empty] | 0 | 0
8 | 11 | 5 | [17 empty] | 0 | 0
8 | 11 | 6 | [17 empty] | 0 | 0
8 | 11 | 7 | [17 empty] | 0 | 0
8 | 11 | 8 | [17 empty] | 0 | 0
8 | 11 | 9 | [17 empty] | 0 | 0
8 | 11 | 10 | [17 empty] | 0 | 0
8 | 11 | 11 | [17 empty] | 0 | 0
8 | 11 | 12 | [17 empty] | 0 | 0
8 | 11 | 13 | [17 empty] | 0 | 0
8 | 11 | 14 | [17 empty] | 0 | 0
8 | 11 | 15 | [17 empty] | 0 | 0
8 | 11 | 16 | [17 empty] | 0 | 0
8 | 11 | 17 | [17 empty] | 0 | 0
8 | 11 | 18 | [17 empty] | 0 | 0
8 | 11 | 19 | [17 empty] | 0 | 0
8 | 11 | 20 | [17 empty] | 0 | 0
8 | 11 | 21 | [17 empty] | 0 | 0
8 | 11 | 22 | [17 empty] | 0 | 0
8 | 11 | 23 | [17 empty] | 0 | 0
8 | 11 | 24 | [17 empty] | 0 | 0
8 | 12 | 1 | [17 empty] | 0 | 0
8 | 12 | 2 | [17 empty] | 0 | 0
8 | 12 | 3 | [17 empty] | 0 | 0
8 | 12 | 4 | [17 empty] | 0 | 0
8 | 12 | 5 | [17 empty] | 0 | 0
8 | 12 | 6 | [17 empty] | 0 | 0
8 | 12 | 7 | [17 empty] | 0 | 0
8 | 12 | 8 | [17 empty] | 0 | 0
8 | 12 | 9 | [17 empty] | 0 | 0
8 | 12 | 10 | [17 empty] | 0 | 0
8 | 12 | 11 | [17 empty] | 0 | 0
8 | 12 | 12 | [17 empty] | 0 | 0
8 | 12 | 13 | [17 empty] | 0 | 0
8 | 12 | 14 | [17 empty] | 0 | 0
8 | 12 | 15 | [17 empty] | 0 | 0
8 | 12 | 16 | [17 empty] | 0 | 0
8 | 12 | 17 | [17 empty] | 0 | 0
8 | 12 | 18 | [17 empty] | 0 | 0
8 | 12 | 19 | [17 empty] | 0 | 0
8 | 12 | 20 | [17 empty] | 0 | 0
8 | 12 | 21 | [17 empty] | 0 | 0
8 | 12 | 22 | [17 empty] | 0 | 0
8 | 12 | 23 | [17 empty] | 0 | 0
8 | 12 | 24 | [17 empty] | 0 | 0
8 | 13 | 1 | [17 empty] | 0 | 0
8 | 13 | 2 | [17 empty] | 0 | 0
8 | 13 | 3 | [17 empty] | 0 | 0
8 | 13 | 4 | [17 empty] | 0 | 0
8 | 13 | 5 | [17 empty] | 0 | 0
8 | 13 | 6 | [17 empty] | 0 | 0
8 | 13 | 7 | [17 empty] | 0 | 0
8 | 13 | 8 | [17 empty] | 0 | 0
8 | 13 | 9 | [17 empty] | 0 | 0
8 | 13 | 10 | [17 empty] | 0 | 0
8 | 13 | 11 | [17 empty] | 0 | 0
8 | 13 | 12 | [17 empty] | 0 | 0
8 | 13 | 13 | [17 empty] | 0 | 0
8 | 13 | 14 | [17 empty] | 0 | 0
8 | 13 | 15 | [17 empty] | 0 | 0
8 | 13 | 16 | [17 empty] | 0 | 0
8 | 13 | 17 | [17 empty] | 0 | 0
8 | 13 | 18 | [17 empty] | 0 | 0
8 | 13 | 19 | [17 empty] | 0 | 0
8 | 13 | 20 | [17 empty] | 0 | 0
8 | 13 | 21 | [17 empty] | 0 | 0
8 | 13 | 22 | [17 empty] | 0 | 0
8 | 13 | 23 | [17 empty] | 0 | 0
8 | 13 | 24 | [17 empty] | 0 | 0
8 | 14 | 1 | [17 empty] | 0 | 0
8 | 14 | 2 | [17 empty] | 0 | 0
8 | 14 | 3 | [17 empty] | 0 | 0
8 | 14 | 4 | [17 empty] | 0 | 0
8 | 14 | 5 | [17 empty] | 0 | 0
8 | 14 | 6 | [17 empty] | 0 | 0
8 | 14 | 7 | [17 empty] | 0 | 0
8 | 14 | 8 | [17 empty] | 0 | 0
8 | 14 | 9 | [17 empty] | 0 | 0
8 | 14 | 10 | [17 empty] | 0 | 0
8 | 14 | 11 | [17 empty] | 0 | 0
8 | 14 | 12 | [17 empty] | 0 | 0
8 | 14 | 13 | [17 empty] | 0 | 0
8 | 14 | 14 | [17 empty] | 0 | 0
8 | 14 | 15 | [17 empty] | 0 | 0
8 | 14 | 16 | [17 empty] | 0 | 0
8 | 14 | 17 | [17 empty] | 0 | 0
8 | 14 | 18 | [17 empty] | 0 | 0
8 | 14 | 19 | [17 empty] | 0 | 0
8 | 14 | 20 | [17 empty] | 0 | 0
8 | 14 | 21 | [17 empty] | 0 | 0
8 | 14 | 22 | [17 empty] | 0 | 0
8 | 14 | 23 | [17 empty] | 0 | 0
8 | 14 | 24 | [17 empty] | 0 | 0
8 | 15 | 1 | [17 empty] | 0 | 0
8 | 15 | 2 | [17 empty] | 0 | 0
8 | 15 | 3 | [17 empty] | 0 | 0
8 | 15 | 4 | [17 empty] | 0 | 0
8 | 15 | 5 | [17 empty] | 0 | 0
8 | 15 | 6 | [17 empty] | 0 | 0
8 | 15 | 7 | [17 empty] | 0 | 0
8 | 15 | 8 | [17 empty] | 0 | 0
8 | 15 | 9 | [17 empty] | 0 | 0
8 | 15 | 10 | [17 empty] | 0 | 0
8 | 15 | 11 | [17 empty] | 0 | 0
8 | 15 | 12 | [17 empty] | 0 | 0
8 | 15 | 13 | [17 empty] | 0 | 0
8 | 15 | 14 | [17 empty] | 0 | 0
8 | 15 | 15 | [17 empty] | 0 | 0
8 | 15 | 16 | [17 empty] | 0 | 0
8 | 15 | 17 | [17 empty] | 0 | 0
8 | 15 | 18 | [17 empty] | 0 | 0
8 | 15 | 19 | [17 empty] | 0 | 0
8 | 15 | 20 | [17 empty] | 0 | 0
8 | 15 | 21 | [17 empty] | 0 | 0
8 | 15 | 22 | [17 empty] | 0 | 0
8 | 15 | 23 | [17 empty] | 0 | 0
8 | 15 | 24 | [17 empty] | 0 | 0
8 | 16 | 1 | [17 empty] | 0 | 0
8 | 16 | 2 | [17 empty] | 0 | 0
8 | 16 | 3 | [17 empty] | 0 | 0
8 | 16 | 4 | [17 empty] | 0 | 0
8 | 16 | 5 | [17 empty] | 0 | 0
8 | 16 | 6 | [17 empty] | 0 | 0
8 | 16 | 7 | [17 empty] | 0 | 0
8 | 16 | 8 | [17 empty] | 0 | 0
8 | 16 | 9 | [17 empty] | 0 | 0
8 | 16 | 10 | [17 empty] | 0 | 0
8 | 16 | 11 | [17 empty] | 0 | 0
8 | 16 | 12 | [17 empty] | 0 | 0
8 | 16 | 13 | [17 empty] | 0 | 0
8 | 16 | 14 | [17 empty] | 0 | 0
8 | 16 | 15 | [17 empty] | 0 | 0
8 | 16 | 16 | [17 empty] | 0 | 0
8 | 16 | 17 | [17 empty] | 0 | 0
8 | 16 | 18 | [17 empty] | 0 | 0
8 | 16 | 19 | [17 empty] | 0 | 0
8 | 16 | 20 | [17 empty] | 0 | 0
8 | 16 | 21 | [17 empty] | 0 | 0
8 | 16 | 22 | [17 empty] | 0 | 0
8 | 16 | 23 | [17 empty] | 0 | 0
8 | 16 | 24 | [17 empty] | 0 | 0
8 | 17 | 1 | [17 empty] | 0 | 0
8 | 17 | 2 | [17 empty] | 0 | 0
8 | 17 | 3 | [17 empty] | 0 | 0
8 | 17 | 4 | [17 empty] | 0 | 0
8 | 17 | 5 | [17 empty] | 0 | 0
8 | 17 | 6 | [17 empty] | 0 | 0
8 | 17 | 7 | [17 empty] | 0 | 0
8 | 17 | 8 | [17 empty] | 0 | 0
8 | 17 | 9 | [17 empty] | 0 | 0
8 | 17 | 10 | [17 empty] | 0 | 0
8 | 17 | 11 | [17 empty] | 0 | 0
8 | 17 | 12 | [17 empty] | 0 | 0
8 | 17 | 13 | [17 empty] | 0 | 0
8 | 17 | 14 | [17 empty] | 0 | 0
8 | 17 | 15 | [17 empty] | 0 | 0
8 | 17 | 16 | [17 empty] | 0 | 0
8 | 17 | 17 | [17 empty] | 0 | 0
8 | 17 | 18 | [17 empty] | 0 | 0
8 | 17 | 19 | [17 empty] | 0 | 0
8 | 17 | 20 | [17 empty] | 0 | 0
8 | 17 | 21 | [17 empty] | 0 | 0
8 | 17 | 22 | [17 empty] | 0 | 0
8 | 17 | 23 | [17 empty] | 0 | 0
8 | 17 | 24 | [17 empty] | 0 | 0
8 | 18 | 1 | [17 empty] | 0 | 0
8 | 18 | 2 | [17 empty] | 0 | 0
8 | 18 | 3 | [17 empty] | 0 | 0
8 | 18 | 4 | [17 empty] | 0 | 0
8 | 18 | 5 | [17 empty] | 0 | 0
8 | 18 | 6 | [17 empty] | 0 | 0
8 | 18 | 7 | [17 empty] | 0 | 0
8 | 18 | 8 | [17 empty] | 0 | 0
8 | 18 | 9 | [17 empty] | 0 | 0
8 | 18 | 10 | [17 empty] | 0 | 0
8 | 18 | 11 | [17 empty] | 0 | 0
8 | 18 | 12 | [17 empty] | 0 | 0
8 | 18 | 13 | [17 empty] | 0 | 0
8 | 18 | 14 | [17 empty] | 0 | 0
8 | 18 | 15 | [17 empty] | 0 | 0
8 | 18 | 16 | [17 empty] | 0 | 0
8 | 18 | 17 | [17 empty] | 0 | 0
8 | 18 | 18 | [17 empty] | 0 | 0
8 | 18 | 19 | [17 empty] | 0 | 0
8 | 18 | 20 | [17 empty] | 0 | 0
8 | 18 | 21 | [17 empty] | 0 | 0
8 | 18 | 22 | [17 empty] | 0 | 0
8 | 18 | 23 | [17 empty] | 0 | 0
8 | 18 | 24 | [17 empty] | 0 | 0
8 | 19 | 1 | [17 empty] | 0 | 0
8 | 19 | 2 | [17 empty] | 0 | 0
8 | 19 | 3 | [17 empty] | 0 | 0
8 | 19 | 4 | [17 empty] | 0 | 0
8 | 19 | 5 | [17 empty] | 0 | 0
8 | 19 | 6 | [17 empty] | 0 | 0
8 | 19 | 7 | [17 empty] | 0 | 0
8 | 19 | 8 | [17 empty] | 0 | 0
8 | 19 | 9 | [17 empty] | 0 | 0
8 | 19 | 10 | [17 empty] | 0 | 0
8 | 19 | 11 | [17 empty] | 0 | 0
8 | 19 | 12 | [17 empty] | 0 | 0
8 | 19 | 13 | [17 empty] | 0 | 0
8 | 19 | 14 | [17 empty] | 0 | 0
8 | 19 | 15 | [17 empty] | 0 | 0
8 | 19 | 16 | [17 empty] | 0 | 0
8 | 19 | 17 | [17 empty] | 0 | 0
8 | 19 | 18 | [17 empty] | 0 | 0
8 | 19 | 19 | [17 empty] | 0 | 0
8 | 19 | 20 | [17 empty] | 0 | 0
8 | 19 | 21 | [17 empty] | 0 | 0
8 | 19 | 22 | [17 empty] | 0 | 0
8 | 19 | 23 | [17 empty] | 0 | 0
8 | 19 | 24 | [17 empty] | 0 | 0
8 | 20 | 1 | [17 empty] | 0 | 0
8 | 20 | 2 | [17 empty] | 0 | 0
8 | 20 | 3 | [17 empty] | 0 | 0
8 | 20 | 4 | [17 empty] | 0 | 0
8 | 20 | 5 | [17 empty] | 0 | 0
8 | 20 | 6 | [17 empty] | 0 | 0
8 | 20 | 7 | [17 empty] | 0 | 0
8 | 20 | 8 | [17 empty] | 0 | 0
8 | 20 | 9 | [17 empty] | 0 | 0
8 | 20 | 10 | [17 empty] | 0 | 0
8 | 20 | 11 | [17 empty] | 0 | 0
8 | 20 | 12 | [17 empty] | 0 | 0
8 | 20 | 13 | [17 empty] | 0 | 0
8 | 20 | 14 | [17 empty] | 0 | 0
8 | 20 | 15 | [17 empty] | 0 | 0
8 | 20 | 16 | [17 empty] | 0 | 0
8 | 20 | 17 | [17 empty] | 0 | 0
8 | 20 | 18 | [17 empty] | 0 | 0
8 | 20 | 19 | [17 empty] | 0 | 0
8 | 20 | 20 | [17 empty] | 0 | 0
8 | 20 | 21 | [17 empty] | 0 | 0
8 | 20 | 22 | [17 empty] | 0 | 0
8 | 20 | 23 | [17 empty] | 0 | 0
8 | 20 | 24 | [17 empty] | 0 | 0
8 | 21 | 1 | [17 empty] | 0 | 0
8 | 21 | 2 | [17 empty] | 0 | 0
8 | 21 | 3 | [17 empty] | 0 | 0
8 | 21 | 4 | [17 empty] | 0 | 0
8 | 21 | 5 | [17 empty] | 0 | 0
8 | 21 | 6 | [17 empty] | 0 | 0
8 | 21 | 7 | [17 empty] | 0 | 0
8 | 21 | 8 | [17 empty] | 0 | 0
8 | 21 | 9 | [17 empty] | 0 | 0
8 | 21 | 10 | [17 empty] | 0 | 0
8 | 21 | 11 | [17 empty] | 0 | 0
8 | 21 | 12 | [17 empty] | 0 | 0
8 | 21 | 13 | [17 empty] | 0 | 0
8 | 21 | 14 | [17 empty] | 0 | 0
8 | 21 | 15 | [17 empty] | 0 | 0
8 | 21 | 16 | [17 empty] | 0 | 0
8 | 21 | 17 | [17 empty] | 0 | 0
8 | 21 | 18 | [17 empty] | 0 | 0
8 | 21 | 19 | [17 empty] | 0 | 0
8 | 21 | 20 | [17 empty] | 0 | 0
8 | 21 | 21 | [17 empty] | 0 | 0
8 | 21 | 22 | [17 empty] | 0 | 0
8 | 21 | 23 | [17 empty] | 0 | 0
8 | 21 | 24 | [17 empty] | 0 | 0
8 | 22 | 1 | [17 empty] | 0 | 0
8 | 22 | 2 | [17 empty] | 0 | 0
8 | 22 | 3 | [17 empty] | 0 | 0
8 | 22 | 4 | [17 empty] | 0 | 0
8 | 22 | 5 | [17 empty] | 0 | 0
8 | 22 | 6 | [17 empty] | 0 | 0
8 | 22 | 7 | [17 empty] | 0 | 0
8 | 22 | 8 | [17 empty] | 0 | 0
8 | 22 | 9 | [17 empty] | 0 | 0
8 | 22 | 10 | [17 empty] | 0 | 0
8 | 22 | 11 | [17 empty] | 0 | 0
8 | 22 | 12 | [17 empty] | 0 | 0
8 | 22 | 13 | [17 empty] | 0 | 0
8 | 22 | 14 | [17 empty] | 0 | 0
8 | 22 | 15 | [17 empty] | 0 | 0
8 | 22 | 16 | [17 empty] | 0 | 0
8 | 22 | 17 | [17 empty] | 0 | 0
8 | 22 | 18 | [17 empty] | 0 | 0
8 | 22 | 19 | [17 empty] | 0 | 0
8 | 22 | 20 | [17 empty] | 0 | 0
8 | 22 | 21 | [17 empty] | 0 | 0
8 | 22 | 22 | [17 empty] | 0 | 0
8 | 22 | 23 | [17 empty] | 0 | 0
8 | 22 | 24 | [17 empty] | 0 | 0
8 | 23 | 1 | [17 empty] | 0 | 0
8 | 23 | 2 | [17 empty] | 0 | 0
8 | 23 | 3 | [17 empty] | 0 | 0
8 | 23 | 4 | [17 empty] | 0 | 0
8 | 23 | 5 | [17 empty] | 0 | 0
8 | 23 | 6 | [17 empty] | 0 | 0
8 | 23 | 7 | [17 empty] | 0 | 0
8 | 23 | 8 | [17 empty] | 0 | 0
8 | 23 | 9 | [17 empty] | 0 | 0
8 | 23 | 10 | [17 empty] | 0 | 0
8 | 23 | 11 | [17 empty] | 0 | 0
8 | 23 | 12 | [17 empty] | 0 | 0
8 | 23 | 13 | [17 empty] | 0 | 0
8 | 23 | 14 | [17 empty] | 0 | 0
8 | 23 | 15 | [17 empty] | 0 | 0
8 | 23 | 16 | [17 empty] | 0 | 0
8 | 23 | 17 | [17 empty] | 0 | 0
8 | 23 | 18 | [17 empty] | 0 | 0
8 | 23 | 19 | [17 empty] | 0 | 0
8 | 23 | 20 | [17 empty] | 0 | 0
8 | 23 | 21 | [17 empty] | 0 | 0
8 | 23 | 22 | [17 empty] | 0 | 0
8 | 23 | 23 | [17 empty] | 0 | 0
8 | 23 | 24 | [17 empty] | 0 | 0
8 | 24 | 1 | [17 empty] | 0 | 0
8 | 24 | 2 | [17 empty] | 0 | 0
8 | 24 | 3 | [17 empty] | 0 | 0
8 | 24 | 4 | [17 empty] | 0 | 0
8 | 24 | 5 | [17 empty] | 0 | 0
8 | 24 | 6 | [17 empty] | 0 | 0
8 | 24 | 7 | [17 empty] | 0 | 0
8 | 24 | 8 | [17 empty] | 0 | 0
8 | 24 | 9 | [17 empty] | 0 | 0
8 | 24 | 10 | [17 empty] | 0 | 0
8 | 24 | 11 | [17 empty] | 0 | 0
8 | 24 | 12 | [17 empty] | 0 | 0
8 | 24 | 13 | [17 empty] | 0 | 0
8 | 24 | 14 | [17 empty] | 0 | 0
8 | 24 | 15 | [17 empty] | 0 | 0
8 | 24 | 16 | [17 empty] | 0 | 0
8 | 24 | 17 | [17 empty] | 0 | 0
8 | 24 | 18 | [17 empty] | 0 | 0
8 | 24 | 19 | [17 empty] | 0 | 0
8 | 24 | 20 | [17 empty] | 0 | 0
8 | 24 | 21 | [17 empty] | 0 | 0
8 | 24 | 22 | [17 empty] | 0 | 0
8 | 24 | 23 | [17 empty] | 0 | 0
8 | 24 | 24 | [17 empty] | 0 | 0
8 | 25 | 1 | [17 empty] | 0 | 0
8 | 25 | 2 | [17 empty] | 0 | 0
8 | 25 | 3 | [17 empty] | 0 | 0
8 | 25 | 4 | [17 empty] | 0 | 0
8 | 25 | 5 | [17 empty] | 0 | 0
8 | 25 | 6 | [17 empty] | 0 | 0
8 | 25 | 7 | [17 empty] | 0 | 0
8 | 25 | 8 | [17 empty] | 0 | 0
8 | 25 | 9 | [17 empty] | 0 | 0
8 | 25 | 10 | [17 empty] | 0 | 0
8 | 25 | 11 | [17 empty] | 0 | 0
8 | 25 | 12 | [17 empty] | 0 | 0
8 | 25 | 13 | [17 empty] | 0 | 0
8 | 25 | 14 | [17 empty] | 0 | 0
8 | 25 | 15 | [17 empty] | 0 | 0
8 | 25 | 16 | [17 empty] | 0 | 0
8 | 25 | 17 | [17 empty] | 0 | 0
8 | 25 | 18 | [17 empty] | 0 | 0
8 | 25 | 19 | [17 empty] | 0 | 0
8 | 25 | 20 | [17 empty] | 0 | 0
8 | 25 | 21 | [17 empty] | 0 | 0
8 | 25 | 22 | [17 empty] | 0 | 0
8 | 25 | 23 | [17 empty] | 0 | 0
8 | 25 | 24 | [17 empty] | 0 | 0
8 | 26 | 1 | [17 empty] | 0 | 0
8 | 26 | 2 | [17 empty] | 0 | 0
8 | 26 | 3 | [17 empty] | 0 | 0
8 | 26 | 4 | [17 empty] | 0 | 0
8 | 26 | 5 | [17 empty] | 0 | 0
8 | 26 | 6 | [17 empty] | 0 | 0
8 | 26 | 7 | [17 empty] | 0 | 0
8 | 26 | 8 | [17 empty] | 0 | 0
8 | 26 | 9 | [17 empty] | 0 | 0
8 | 26 | 10 | [17 empty] | 0 | 0
8 | 26 | 11 | [17 empty] | 0 | 0
8 | 26 | 12 | [17 empty] | 0 | 0
8 | 26 | 13 | [17 empty] | 0 | 0
8 | 26 | 14 | [17 empty] | 0 | 0
8 | 26 | 15 | [17 empty] | 0 | 0
8 | 26 | 16 | [17 empty] | 0 | 0
8 | 26 | 17 | [17 empty] | 0 | 0
8 | 26 | 18 | [17 empty] | 0 | 0
8 | 26 | 19 | [17 empty] | 0 | 0
8 | 26 | 20 | [17 empty] | 0 | 0
8 | 26 | 21 | [17 empty] | 0 | 0
8 | 26 | 22 | [17 empty] | 0 | 0
8 | 26 | 23 | [17 empty] | 0 | 0
8 | 26 | 24 | [17 empty] | 0 | 0
8 | 27 | 1 | [17 empty] | 0 | 0
8 | 27 | 2 | [17 empty] | 0 | 0
8 | 27 | 3 | [17 empty] | 0 | 0
8 | 27 | 4 | [17 empty] | 0 | 0
8 | 27 | 5 | [17 empty] | 0 | 0
8 | 27 | 6 | [17 empty] | 0 | 0
8 | 27 | 7 | [17 empty] | 0 | 0
8 | 27 | 8 | [17 empty] | 0 | 0
8 | 27 | 9 | [17 empty] | 0 | 0
8 | 27 | 10 | [17 empty] | 0 | 0
8 | 27 | 11 | [17 empty] | 0 | 0
8 | 27 | 12 | [17 empty] | 0 | 0
8 | 27 | 13 | [17 empty] | 0 | 0
8 | 27 | 14 | [17 empty] | 0 | 0
8 | 27 | 15 | [17 empty] | 0 | 0
8 | 27 | 16 | [17 empty] | 0 | 0
8 | 27 | 17 | [17 empty] | 0 | 0
8 | 27 | 18 | [17 empty] | 0 | 0
8 | 27 | 19 | [17 empty] | 0 | 0
8 | 27 | 20 | [17 empty] | 0 | 0
8 | 27 | 21 | [17 empty] | 0 | 0
8 | 27 | 22 | [17 empty] | 0 | 0
8 | 27 | 23 | [17 empty] | 0 | 0
8 | 27 | 24 | [17 empty] | 0 | 0
8 | 28 | 1 | [17 empty] | 0 | 0
8 | 28 | 2 | [17 empty] | 0 | 0
8 | 28 | 3 | [17 empty] | 0 | 0
8 | 28 | 4 | [17 empty] | 0 | 0
8 | 28 | 5 | [17 empty] | 0 | 0
8 | 28 | 6 | [17 empty] | 0 | 0
8 | 28 | 7 | [17 empty] | 0 | 0
8 | 28 | 8 | [17 empty] | 0 | 0
8 | 28 | 9 | [17 empty] | 0 | 0
8 | 28 | 10 | [17 empty] | 0 | 0
8 | 28 | 11 | [17 empty] | 0 | 0
8 | 28 | 12 | [17 empty] | 0 | 0
8 | 28 | 13 | [17 empty] | 0 | 0
8 | 28 | 14 | [17 empty] | 0 | 0
8 | 28 | 15 | [17 empty] | 0 | 0
8 | 28 | 16 | [17 empty] | 0 | 0
8 | 28 | 17 | [17 empty] | 0 | 0
8 | 28 | 18 | [17 empty] | 0 | 0
8 | 28 | 19 | [17 empty] | 0 | 0
8 | 28 | 20 | [17 empty] | 0 | 0
8 | 28 | 21 | [17 empty] | 0 | 0
8 | 28 | 22 | [17 empty] | 0 | 0
8 | 28 | 23 | [17 empty] | 0 | 0
8 | 28 | 24 | [17 empty] | 0 | 0
8 | 29 | 1 | [17 empty] | 0 | 0
8 | 29 | 2 | [17 empty] | 0 | 0
8 | 29 | 3 | [17 empty] | 0 | 0
8 | 29 | 4 | [17 empty] | 0 | 0
8 | 29 | 5 | [17 empty] | 0 | 0
8 | 29 | 6 | [17 empty] | 0 | 0
8 | 29 | 7 | [17 empty] | 0 | 0
8 | 29 | 8 | [17 empty] | 0 | 0
8 | 29 | 9 | [17 empty] | 0 | 0
8 | 29 | 10 | [17 empty] | 0 | 0
8 | 29 | 11 | [17 empty] | 0 | 0
8 | 29 | 12 | [17 empty] | 0 | 0
8 | 29 | 13 | [17 empty] | 0 | 0
8 | 29 | 14 | [17 empty] | 0 | 0
8 | 29 | 15 | [17 empty] | 0 | 0
8 | 29 | 16 | [17 empty] | 0 | 0
8 | 29 | 17 | [17 empty] | 0 | 0
8 | 29 | 18 | [17 empty] | 0 | 0
8 | 29 | 19 | [17 empty] | 0 | 0
8 | 29 | 20 | [17 empty] | 0 | 0
8 | 29 | 21 | [17 empty] | 0 | 0
8 | 29 | 22 | [17 empty] | 0 | 0
8 | 29 | 23 | [17 empty] | 0 | 0
8 | 29 | 24 | [17 empty] | 0 | 0
8 | 30 | 1 | [17 empty] | 0 | 0
8 | 30 | 2 | [17 empty] | 0 | 0
8 | 30 | 3 | [17 empty] | 0 | 0
8 | 30 | 4 | [17 empty] | 0 | 0
8 | 30 | 5 | [17 empty] | 0 | 0
8 | 30 | 6 | [17 empty] | 0 | 0
8 | 30 | 7 | [17 empty] | 0 | 0
8 | 30 | 8 | [17 empty] | 0 | 0
8 | 30 | 9 | [17 empty] | 0 | 0
8 | 30 | 10 | [17 empty] | 0 | 0
8 | 30 | 11 | [17 empty] | 0 | 0
8 | 30 | 12 | [17 empty] | 0 | 0
8 | 30 | 13 | [17 empty] | 0 | 0
8 | 30 | 14 | [17 empty] | 0 | 0
8 | 30 | 15 | [17 empty] | 0 | 0
8 | 30 | 16 | [17 empty] | 0 | 0
8 | 30 | 17 | [17 empty] | 0 | 0
8 | 30 | 18 | [17 empty] | 0 | 0
8 | 30 | 19 | [17 empty] | 0 | 0
8 | 30 | 20 | [17 empty] | 0 | 0
8 | 30 | 21 | [17 empty] | 0 | 0
8 | 30 | 22 | [17 empty] | 0 | 0
8 | 30 | 23 | [17 empty] | 0 | 0
8 | 30 | 24 | [17 empty] | 0 | 0
8 | 31 | 1 | [17 empty] | 0 | 0
8 | 31 | 2 | [17 empty] | 0 | 0
8 | 31 | 3 | [17 empty] | 0 | 0
8 | 31 | 4 | [17 empty] | 0 | 0
8 | 31 | 5 | [17 empty] | 0 | 0
8 | 31 | 6 | [17 empty] | 0 | 0
8 | 31 | 7 | [17 empty] | 0 | 0
8 | 31 | 8 | [17 empty] | 0 | 0
8 | 31 | 9 | [17 empty] | 0 | 0
8 | 31 | 10 | [17 empty] | 0 | 0
8 | 31 | 11 | [17 empty] | 0 | 0
8 | 31 | 12 | [17 empty] | 0 | 0
8 | 31 | 13 | [17 empty] | 0 | 0
8 | 31 | 14 | [17 empty] | 0 | 0
8 | 31 | 15 | [17 empty] | 0 | 0
8 | 31 | 16 | [17 empty] | 0 | 0
8 | 31 | 17 | [17 empty] | 0 | 0
8 | 31 | 18 | [17 empty] | 0 | 0
8 | 31 | 19 | [17 empty] | 0 | 0
8 | 31 | 20 | [17 empty] | 0 | 0
8 | 31 | 21 | [17 empty] | 0 | 0
8 | 31 | 22 | [17 empty] | 0 | 0
8 | 31 | 23 | [17 empty] | 0 | 0
8 | 31 | 24 | [17 empty] | 0 | 0
9 | 1 | 1 | [17 empty] | 0 | 0
9 | 1 | 2 | [17 empty] | 0 | 0
9 | 1 | 3 | [17 empty] | 0 | 0
9 | 1 | 4 | [17 empty] | 0 | 0
9 | 1 | 5 | [17 empty] | 0 | 0
9 | 1 | 6 | [17 empty] | 0 | 0
9 | 1 | 7 | [17 empty] | 0 | 0
9 | 1 | 8 | [17 empty] | 0 | 0
9 | 1 | 9 | [17 empty] | 0 | 0
9 | 1 | 10 | [17 empty] | 0 | 0
9 | 1 | 11 | [17 empty] | 0 | 0
9 | 1 | 12 | [17 empty] | 0 | 0
9 | 1 | 13 | [17 empty] | 0 | 0
9 | 1 | 14 | [17 empty] | 0 | 0
9 | 1 | 15 | [17 empty] | 0 | 0
9 | 1 | 16 | [17 empty] | 0 | 0
9 | 1 | 17 | [17 empty] | 0 | 0
9 | 1 | 18 | [17 empty] | 0 | 0
9 | 1 | 19 | [17 empty] | 0 | 0
9 | 1 | 20 | [17 empty] | 0 | 0
9 | 1 | 21 | [17 empty] | 0 | 0
9 | 1 | 22 | [17 empty] | 0 | 0
9 | 1 | 23 | [17 empty] | 0 | 0
9 | 1 | 24 | [17 empty] | 0 | 0
9 | 2 | 1 | [17 empty] | 0 | 0
9 | 2 | 2 | [17 empty] | 0 | 0
9 | 2 | 3 | [17 empty] | 0 | 0
9 | 2 | 4 | [17 empty] | 0 | 0
9 | 2 | 5 | [17 empty] | 0 | 0
9 | 2 | 6 | [17 empty] | 0 | 0
9 | 2 | 7 | [17 empty] | 0 | 0
9 | 2 | 8 | [17 empty] | 0 | 0
9 | 2 | 9 | [17 empty] | 0 | 0
9 | 2 | 10 | [17 empty] | 0 | 0
9 | 2 | 11 | [17 empty] | 0 | 0
9 | 2 | 12 | [17 empty] | 0 | 0
9 | 2 | 13 | [17 empty] | 0 | 0
9 | 2 | 14 | [17 empty] | 0 | 0
9 | 2 | 15 | [17 empty] | 0 | 0
9 | 2 | 16 | [17 empty] | 0 | 0
9 | 2 | 17 | [17 empty] | 0 | 0
9 | 2 | 18 | [17 empty] | 0 | 0
9 | 2 | 19 | [17 empty] | 0 | 0
9 | 2 | 20 | [17 empty] | 0 | 0
9 | 2 | 21 | [17 empty] | 0 | 0
9 | 2 | 22 | [17 empty] | 0 | 0
9 | 2 | 23 | [17 empty] | 0 | 0
9 | 2 | 24 | [17 empty] | 0 | 0
9 | 3 | 1 | [17 empty] | 0 | 0
9 | 3 | 2 | [17 empty] | 0 | 0
9 | 3 | 3 | [17 empty] | 0 | 0
9 | 3 | 4 | [17 empty] | 0 | 0
9 | 3 | 5 | [17 empty] | 0 | 0
9 | 3 | 6 | [17 empty] | 0 | 0
9 | 3 | 7 | [17 empty] | 0 | 0
9 | 3 | 8 | [17 empty] | 0 | 0
9 | 3 | 9 | [17 empty] | 0 | 0
9 | 3 | 10 | [17 empty] | 0 | 0
9 | 3 | 11 | [17 empty] | 0 | 0
9 | 3 | 12 | [17 empty] | 0 | 0
9 | 3 | 13 | [17 empty] | 0 | 0
9 | 3 | 14 | [17 empty] | 0 | 0
9 | 3 | 15 | [17 empty] | 0 | 0
9 | 3 | 16 | [17 empty] | 0 | 0
9 | 3 | 17 | [17 empty] | 0 | 0
9 | 3 | 18 | [17 empty] | 0 | 0
9 | 3 | 19 | [17 empty] | 0 | 0
9 | 3 | 20 | [17 empty] | 0 | 0
9 | 3 | 21 | [17 empty] | 0 | 0
9 | 3 | 22 | [17 empty] | 0 | 0
9 | 3 | 23 | [17 empty] | 0 | 0
9 | 3 | 24 | [17 empty] | 0 | 0
9 | 4 | 1 | [17 empty] | 0 | 0
9 | 4 | 2 | [17 empty] | 0 | 0
9 | 4 | 3 | [17 empty] | 0 | 0
9 | 4 | 4 | [17 empty] | 0 | 0
9 | 4 | 5 | [17 empty] | 0 | 0
9 | 4 | 6 | [17 empty] | 0 | 0
9 | 4 | 7 | [17 empty] | 0 | 0
9 | 4 | 8 | [17 empty] | 0 | 0
9 | 4 | 9 | [17 empty] | 0 | 0
9 | 4 | 10 | [17 empty] | 0 | 0
9 | 4 | 11 | [17 empty] | 0 | 0
9 | 4 | 12 | [17 empty] | 0 | 0
9 | 4 | 13 | [17 empty] | 0 | 0
9 | 4 | 14 | [17 empty] | 0 | 0
9 | 4 | 15 | [17 empty] | 0 | 0
9 | 4 | 16 | [17 empty] | 0 | 0
9 | 4 | 17 | [17 empty] | 0 | 0
9 | 4 | 18 | [17 empty] | 0 | 0
9 | 4 | 19 | [17 empty] | 0 | 0
9 | 4 | 20 | [17 empty] | 0 | 0
9 | 4 | 21 | [17 empty] | 0 | 0
9 | 4 | 22 | [17 empty] | 0 | 0
9 | 4 | 23 | [17 empty] | 0 | 0
9 | 4 | 24 | [17 empty] | 0 | 0
9 | 5 | 1 | [17 empty] | 0 | 0
9 | 5 | 2 | [17 empty] | 0 | 0
9 | 5 | 3 | [17 empty] | 0 | 0
9 | 5 | 4 | [17 empty] | 0 | 0
9 | 5 | 5 | [17 empty] | 0 | 0
9 | 5 | 6 | [17 empty] | 0 | 0
9 | 5 | 7 | [17 empty] | 0 | 0
9 | 5 | 8 | [17 empty] | 0 | 0
9 | 5 | 9 | [17 empty] | 0 | 0
9 | 5 | 10 | [17 empty] | 0 | 0
9 | 5 | 11 | [17 empty] | 0 | 0
9 | 5 | 12 | [17 empty] | 0 | 0
9 | 5 | 13 | [17 empty] | 0 | 0
9 | 5 | 14 | [17 empty] | 0 | 0
9 | 5 | 15 | [17 empty] | 0 | 0
9 | 5 | 16 | [17 empty] | 0 | 0
9 | 5 | 17 | [17 empty] | 0 | 0
9 | 5 | 18 | [17 empty] | 0 | 0
9 | 5 | 19 | [17 empty] | 0 | 0
9 | 5 | 20 | [17 empty] | 0 | 0
9 | 5 | 21 | [17 empty] | 0 | 0
9 | 5 | 22 | [17 empty] | 0 | 0
9 | 5 | 23 | [17 empty] | 0 | 0
9 | 5 | 24 | [17 empty] | 0 | 0
9 | 6 | 1 | [17 empty] | 0 | 0
9 | 6 | 2 | [17 empty] | 0 | 0
9 | 6 | 3 | [17 empty] | 0 | 0
9 | 6 | 4 | [17 empty] | 0 | 0
9 | 6 | 5 | [17 empty] | 0 | 0
9 | 6 | 6 | [17 empty] | 0 | 0
9 | 6 | 7 | [17 empty] | 0 | 0
9 | 6 | 8 | [17 empty] | 0 | 0
9 | 6 | 9 | [17 empty] | 0 | 0
9 | 6 | 10 | [17 empty] | 0 | 0
9 | 6 | 11 | [17 empty] | 0 | 0
9 | 6 | 12 | [17 empty] | 0 | 0
9 | 6 | 13 | [17 empty] | 0 | 0
9 | 6 | 14 | [17 empty] | 0 | 0
9 | 6 | 15 | [17 empty] | 0 | 0
9 | 6 | 16 | [17 empty] | 0 | 0
9 | 6 | 17 | [17 empty] | 0 | 0
9 | 6 | 18 | [17 empty] | 0 | 0
9 | 6 | 19 | [17 empty] | 0 | 0
9 | 6 | 20 | [17 empty] | 0 | 0
9 | 6 | 21 | [17 empty] | 0 | 0
9 | 6 | 22 | [17 empty] | 0 | 0
9 | 6 | 23 | [17 empty] | 0 | 0
9 | 6 | 24 | [17 empty] | 0 | 0
9 | 7 | 1 | [17 empty] | 0 | 0
9 | 7 | 2 | [17 empty] | 0 | 0
9 | 7 | 3 | [17 empty] | 0 | 0
9 | 7 | 4 | [17 empty] | 0 | 0
9 | 7 | 5 | [17 empty] | 0 | 0
9 | 7 | 6 | [17 empty] | 0 | 0
9 | 7 | 7 | [17 empty] | 0 | 0
9 | 7 | 8 | [17 empty] | 0 | 0
9 | 7 | 9 | [17 empty] | 0 | 0
9 | 7 | 10 | [17 empty] | 0 | 0
9 | 7 | 11 | [17 empty] | 0 | 0
9 | 7 | 12 | [17 empty] | 0 | 0
9 | 7 | 13 | [17 empty] | 0 | 0
9 | 7 | 14 | [17 empty] | 0 | 0
9 | 7 | 15 | [17 empty] | 0 | 0
9 | 7 | 16 | [17 empty] | 0 | 0
9 | 7 | 17 | [17 empty] | 0 | 0
9 | 7 | 18 | [17 empty] | 0 | 0
9 | 7 | 19 | [17 empty] | 0 | 0
9 | 7 | 20 | [17 empty] | 0 | 0
9 | 7 | 21 | [17 empty] | 0 | 0
9 | 7 | 22 | [17 empty] | 0 | 0
9 | 7 | 23 | [17 empty] | 0 | 0
9 | 7 | 24 | [17 empty] | 0 | 0
9 | 8 | 1 | [17 empty] | 0 | 0
9 | 8 | 2 | [17 empty] | 0 | 0
9 | 8 | 3 | [17 empty] | 0 | 0
9 | 8 | 4 | [17 empty] | 0 | 0
9 | 8 | 5 | [17 empty] | 0 | 0
9 | 8 | 6 | [17 empty] | 0 | 0
9 | 8 | 7 | [17 empty] | 0 | 0
9 | 8 | 8 | [17 empty] | 0 | 0
9 | 8 | 9 | [17 empty] | 0 | 0
9 | 8 | 10 | [17 empty] | 0 | 0
9 | 8 | 11 | [17 empty] | 0 | 0
9 | 8 | 12 | [17 empty] | 0 | 0
9 | 8 | 13 | [17 empty] | 0 | 0
9 | 8 | 14 | [17 empty] | 0 | 0
9 | 8 | 15 | [17 empty] | 0 | 0
9 | 8 | 16 | [17 empty] | 0 | 0
9 | 8 | 17 | [17 empty] | 0 | 0
9 | 8 | 18 | [17 empty] | 0 | 0
9 | 8 | 19 | [17 empty] | 0 | 0
9 | 8 | 20 | [17 empty] | 0 | 0
9 | 8 | 21 | [17 empty] | 0 | 0
9 | 8 | 22 | [17 empty] | 0 | 0
9 | 8 | 23 | [17 empty] | 0 | 0
9 | 8 | 24 | [17 empty] | 0 | 0
9 | 9 | 1 | [17 empty] | 0 | 0
9 | 9 | 2 | [17 empty] | 0 | 0
9 | 9 | 3 | [17 empty] | 0 | 0
9 | 9 | 4 | [17 empty] | 0 | 0
9 | 9 | 5 | [17 empty] | 0 | 0
9 | 9 | 6 | [17 empty] | 0 | 0
9 | 9 | 7 | [17 empty] | 0 | 0
9 | 9 | 8 | [17 empty] | 0 | 0
9 | 9 | 9 | [17 empty] | 0 | 0
9 | 9 | 10 | [17 empty] | 0 | 0
9 | 9 | 11 | [17 empty] | 0 | 0
9 | 9 | 12 | [17 empty] | 0 | 0
9 | 9 | 13 | [17 empty] | 0 | 0
9 | 9 | 14 | [17 empty] | 0 | 0
9 | 9 | 15 | [17 empty] | 0 | 0
9 | 9 | 16 | [17 empty] | 0 | 0
9 | 9 | 17 | [17 empty] | 0 | 0
9 | 9 | 18 | [17 empty] | 0 | 0
9 | 9 | 19 | [17 empty] | 0 | 0
9 | 9 | 20 | [17 empty] | 0 | 0
9 | 9 | 21 | [17 empty] | 0 | 0
9 | 9 | 22 | [17 empty] | 0 | 0
9 | 9 | 23 | [17 empty] | 0 | 0
9 | 9 | 24 | [17 empty] | 0 | 0
9 | 10 | 1 | [17 empty] | 0 | 0
9 | 10 | 2 | [17 empty] | 0 | 0
9 | 10 | 3 | [17 empty] | 0 | 0
9 | 10 | 4 | [17 empty] | 0 | 0
9 | 10 | 5 | [17 empty] | 0 | 0
9 | 10 | 6 | [17 empty] | 0 | 0
9 | 10 | 7 | [17 empty] | 0 | 0
9 | 10 | 8 | [17 empty] | 0 | 0
9 | 10 | 9 | [17 empty] | 0 | 0
9 | 10 | 10 | [17 empty] | 0 | 0
9 | 10 | 11 | [17 empty] | 0 | 0
9 | 10 | 12 | [17 empty] | 0 | 0
9 | 10 | 13 | [17 empty] | 0 | 0
9 | 10 | 14 | [17 empty] | 0 | 0
9 | 10 | 15 | [17 empty] | 0 | 0
9 | 10 | 16 | [17 empty] | 0 | 0
9 | 10 | 17 | [17 empty] | 0 | 0
9 | 10 | 18 | [17 empty] | 0 | 0
9 | 10 | 19 | [17 empty] | 0 | 0
9 | 10 | 20 | [17 empty] | 0 | 0
9 | 10 | 21 | [17 empty] | 0 | 0
9 | 10 | 22 | [17 empty] | 0 | 0
9 | 10 | 23 | [17 empty] | 0 | 0
9 | 10 | 24 | [17 empty] | 0 | 0
9 | 11 | 1 | [17 empty] | 0 | 0
9 | 11 | 2 | [17 empty] | 0 | 0
9 | 11 | 3 | [17 empty] | 0 | 0
9 | 11 | 4 | [17 empty] | 0 | 0
9 | 11 | 5 | [17 empty] | 0 | 0
9 | 11 | 6 | [17 empty] | 0 | 0
9 | 11 | 7 | [17 empty] | 0 | 0
9 | 11 | 8 | [17 empty] | 0 | 0
9 | 11 | 9 | [17 empty] | 0 | 0
9 | 11 | 10 | [17 empty] | 0 | 0
9 | 11 | 11 | [17 empty] | 0 | 0
9 | 11 | 12 | [17 empty] | 0 | 0
9 | 11 | 13 | [17 empty] | 0 | 0
9 | 11 | 14 | [17 empty] | 0 | 0
9 | 11 | 15 | [17 empty] | 0 | 0
9 | 11 | 16 | [17 empty] | 0 | 0
9 | 11 | 17 | [17 empty] | 0 | 0
9 | 11 | 18 | [17 empty] | 0 | 0
9 | 11 | 19 | [17 empty] | 0 | 0
9 | 11 | 20 | [17 empty] | 0 | 0
9 | 11 | 21 | [17 empty] | 0 | 0
9 | 11 | 22 | [17 empty] | 0 | 0
9 | 11 | 23 | [17 empty] | 0 | 0
9 | 11 | 24 | [17 empty] | 0 | 0
9 | 12 | 1 | [17 empty] | 0 | 0
9 | 12 | 2 | [17 empty] | 0 | 0
9 | 12 | 3 | [17 empty] | 0 | 0
9 | 12 | 4 | [17 empty] | 0 | 0
9 | 12 | 5 | [17 empty] | 0 | 0
9 | 12 | 6 | [17 empty] | 0 | 0
9 | 12 | 7 | [17 empty] | 0 | 0
9 | 12 | 8 | [17 empty] | 0 | 0
9 | 12 | 9 | [17 empty] | 0 | 0
9 | 12 | 10 | [17 empty] | 0 | 0
9 | 12 | 11 | [17 empty] | 0 | 0
9 | 12 | 12 | [17 empty] | 0 | 0
9 | 12 | 13 | [17 empty] | 0 | 0
9 | 12 | 14 | [17 empty] | 0 | 0
9 | 12 | 15 | [17 empty] | 0 | 0
9 | 12 | 16 | [17 empty] | 0 | 0
9 | 12 | 17 | [17 empty] | 0 | 0
9 | 12 | 18 | [17 empty] | 0 | 0
9 | 12 | 19 | [17 empty] | 0 | 0
9 | 12 | 20 | [17 empty] | 0 | 0
9 | 12 | 21 | [17 empty] | 0 | 0
9 | 12 | 22 | [17 empty] | 0 | 0
9 | 12 | 23 | [17 empty] | 0 | 0
9 | 12 | 24 | [17 empty] | 0 | 0
9 | 13 | 1 | [17 empty] | 0 | 0
9 | 13 | 2 | [17 empty] | 0 | 0
9 | 13 | 3 | [17 empty] | 0 | 0
9 | 13 | 4 | [17 empty] | 0 | 0
9 | 13 | 5 | [17 empty] | 0 | 0
9 | 13 | 6 | [17 empty] | 0 | 0
9 | 13 | 7 | [17 empty] | 0 | 0
9 | 13 | 8 | [17 empty] | 0 | 0
9 | 13 | 9 | [17 empty] | 0 | 0
9 | 13 | 10 | [17 empty] | 0 | 0
9 | 13 | 11 | [17 empty] | 0 | 0
9 | 13 | 12 | [17 empty] | 0 | 0
9 | 13 | 13 | [17 empty] | 0 | 0
9 | 13 | 14 | [17 empty] | 0 | 0
9 | 13 | 15 | [17 empty] | 0 | 0
9 | 13 | 16 | [17 empty] | 0 | 0
9 | 13 | 17 | [17 empty] | 0 | 0
9 | 13 | 18 | [17 empty] | 0 | 0
9 | 13 | 19 | [17 empty] | 0 | 0
9 | 13 | 20 | [17 empty] | 0 | 0
9 | 13 | 21 | [17 empty] | 0 | 0
9 | 13 | 22 | [17 empty] | 0 | 0
9 | 13 | 23 | [17 empty] | 0 | 0
9 | 13 | 24 | [17 empty] | 0 | 0
9 | 14 | 1 | [17 empty] | 0 | 0
9 | 14 | 2 | [17 empty] | 0 | 0
9 | 14 | 3 | [17 empty] | 0 | 0
9 | 14 | 4 | [17 empty] | 0 | 0
9 | 14 | 5 | [17 empty] | 0 | 0
9 | 14 | 6 | [17 empty] | 0 | 0
9 | 14 | 7 | [17 empty] | 0 | 0
9 | 14 | 8 | [17 empty] | 0 | 0
9 | 14 | 9 | [17 empty] | 0 | 0
9 | 14 | 10 | [17 empty] | 0 | 0
9 | 14 | 11 | [17 empty] | 0 | 0
9 | 14 | 12 | [17 empty] | 0 | 0
9 | 14 | 13 | [17 empty] | 0 | 0
9 | 14 | 14 | [17 empty] | 0 | 0
9 | 14 | 15 | [17 empty] | 0 | 0
9 | 14 | 16 | [17 empty] | 0 | 0
9 | 14 | 17 | [17 empty] | 0 | 0
9 | 14 | 18 | [17 empty] | 0 | 0
9 | 14 | 19 | [17 empty] | 0 | 0
9 | 14 | 20 | [17 empty] | 0 | 0
9 | 14 | 21 | [17 empty] | 0 | 0
9 | 14 | 22 | [17 empty] | 0 | 0
9 | 14 | 23 | [17 empty] | 0 | 0
9 | 14 | 24 | [17 empty] | 0 | 0
9 | 15 | 1 | [17 empty] | 0 | 0
9 | 15 | 2 | [17 empty] | 0 | 0
9 | 15 | 3 | [17 empty] | 0 | 0
9 | 15 | 4 | [17 empty] | 0 | 0
9 | 15 | 5 | [17 empty] | 0 | 0
9 | 15 | 6 | [17 empty] | 0 | 0
9 | 15 | 7 | [17 empty] | 0 | 0
9 | 15 | 8 | [17 empty] | 0 | 0
9 | 15 | 9 | [17 empty] | 0 | 0
9 | 15 | 10 | [17 empty] | 0 | 0
9 | 15 | 11 | [17 empty] | 0 | 0
9 | 15 | 12 | [17 empty] | 0 | 0
9 | 15 | 13 | [17 empty] | 0 | 0
9 | 15 | 14 | [17 empty] | 0 | 0
9 | 15 | 15 | [17 empty] | 0 | 0
9 | 15 | 16 | [17 empty] | 0 | 0
9 | 15 | 17 | [17 empty] | 0 | 0
9 | 15 | 18 | [17 empty] | 0 | 0
9 | 15 | 19 | [17 empty] | 0 | 0
9 | 15 | 20 | [17 empty] | 0 | 0
9 | 15 | 21 | [17 empty] | 0 | 0
9 | 15 | 22 | [17 empty] | 0 | 0
9 | 15 | 23 | [17 empty] | 0 | 0
9 | 15 | 24 | [17 empty] | 0 | 0
9 | 16 | 1 | [17 empty] | 0 | 0
9 | 16 | 2 | [17 empty] | 0 | 0
9 | 16 | 3 | [17 empty] | 0 | 0
9 | 16 | 4 | [17 empty] | 0 | 0
9 | 16 | 5 | [17 empty] | 0 | 0
9 | 16 | 6 | [17 empty] | 0 | 0
9 | 16 | 7 | [17 empty] | 0 | 0
9 | 16 | 8 | [17 empty] | 0 | 0
9 | 16 | 9 | [17 empty] | 0 | 0
9 | 16 | 10 | [17 empty] | 0 | 0
9 | 16 | 11 | [17 empty] | 0 | 0
9 | 16 | 12 | [17 empty] | 0 | 0
9 | 16 | 13 | [17 empty] | 0 | 0
9 | 16 | 14 | [17 empty] | 0 | 0
9 | 16 | 15 | [17 empty] | 0 | 0
9 | 16 | 16 | [17 empty] | 0 | 0
9 | 16 | 17 | [17 empty] | 0 | 0
9 | 16 | 18 | [17 empty] | 0 | 0
9 | 16 | 19 | [17 empty] | 0 | 0
9 | 16 | 20 | [17 empty] | 0 | 0
9 | 16 | 21 | [17 empty] | 0 | 0
9 | 16 | 22 | [17 empty] | 0 | 0
9 | 16 | 23 | [17 empty] | 0 | 0
9 | 16 | 24 | [17 empty] | 0 | 0
9 | 17 | 1 | [17 empty] | 0 | 0
9 | 17 | 2 | [17 empty] | 0 | 0
9 | 17 | 3 | [17 empty] | 0 | 0
9 | 17 | 4 | [17 empty] | 0 | 0
9 | 17 | 5 | [17 empty] | 0 | 0
9 | 17 | 6 | [17 empty] | 0 | 0
9 | 17 | 7 | [17 empty] | 0 | 0
9 | 17 | 8 | [17 empty] | 0 | 0
9 | 17 | 9 | [17 empty] | 0 | 0
9 | 17 | 10 | [17 empty] | 0 | 0
9 | 17 | 11 | [17 empty] | 0 | 0
9 | 17 | 12 | [17 empty] | 0 | 0
9 | 17 | 13 | [17 empty] | 0 | 0
9 | 17 | 14 | [17 empty] | 0 | 0
9 | 17 | 15 | [17 empty] | 0 | 0
9 | 17 | 16 | [17 empty] | 0 | 0
9 | 17 | 17 | [17 empty] | 0 | 0
9 | 17 | 18 | [17 empty] | 0 | 0
9 | 17 | 19 | [17 empty] | 0 | 0
9 | 17 | 20 | [17 empty] | 0 | 0
9 | 17 | 21 | [17 empty] | 0 | 0
9 | 17 | 22 | [17 empty] | 0 | 0
9 | 17 | 23 | [17 empty] | 0 | 0
9 | 17 | 24 | [17 empty] | 0 | 0
9 | 18 | 1 | [17 empty] | 0 | 0
9 | 18 | 2 | [17 empty] | 0 | 0
9 | 18 | 3 | [17 empty] | 0 | 0
9 | 18 | 4 | [17 empty] | 0 | 0
9 | 18 | 5 | [17 empty] | 0 | 0
9 | 18 | 6 | [17 empty] | 0 | 0
9 | 18 | 7 | [17 empty] | 0 | 0
9 | 18 | 8 | [17 empty] | 0 | 0
9 | 18 | 9 | [17 empty] | 0 | 0
9 | 18 | 10 | [17 empty] | 0 | 0
9 | 18 | 11 | [17 empty] | 0 | 0
9 | 18 | 12 | [17 empty] | 0 | 0
9 | 18 | 13 | [17 empty] | 0 | 0
9 | 18 | 14 | [17 empty] | 0 | 0
9 | 18 | 15 | [17 empty] | 0 | 0
9 | 18 | 16 | [17 empty] | 0 | 0
9 | 18 | 17 | [17 empty] | 0 | 0
9 | 18 | 18 | [17 empty] | 0 | 0
9 | 18 | 19 | [17 empty] | 0 | 0
9 | 18 | 20 | [17 empty] | 0 | 0
9 | 18 | 21 | [17 empty] | 0 | 0
9 | 18 | 22 | [17 empty] | 0 | 0
9 | 18 | 23 | [17 empty] | 0 | 0
9 | 18 | 24 | [17 empty] | 0 | 0
9 | 19 | 1 | [17 empty] | 0 | 0
9 | 19 | 2 | [17 empty] | 0 | 0
9 | 19 | 3 | [17 empty] | 0 | 0
9 | 19 | 4 | [17 empty] | 0 | 0
9 | 19 | 5 | [17 empty] | 0 | 0
9 | 19 | 6 | [17 empty] | 0 | 0
9 | 19 | 7 | [17 empty] | 0 | 0
9 | 19 | 8 | [17 empty] | 0 | 0
9 | 19 | 9 | [17 empty] | 0 | 0
9 | 19 | 10 | [17 empty] | 0 | 0
9 | 19 | 11 | [17 empty] | 0 | 0
9 | 19 | 12 | [17 empty] | 0 | 0
9 | 19 | 13 | [17 empty] | 0 | 0
9 | 19 | 14 | [17 empty] | 0 | 0
9 | 19 | 15 | [17 empty] | 0 | 0
9 | 19 | 16 | [17 empty] | 0 | 0
9 | 19 | 17 | [17 empty] | 0 | 0
9 | 19 | 18 | [17 empty] | 0 | 0
9 | 19 | 19 | [17 empty] | 0 | 0
9 | 19 | 20 | [17 empty] | 0 | 0
9 | 19 | 21 | [17 empty] | 0 | 0
9 | 19 | 22 | [17 empty] | 0 | 0
9 | 19 | 23 | [17 empty] | 0 | 0
9 | 19 | 24 | [17 empty] | 0 | 0
9 | 20 | 1 | [17 empty] | 0 | 0
9 | 20 | 2 | [17 empty] | 0 | 0
9 | 20 | 3 | [17 empty] | 0 | 0
9 | 20 | 4 | [17 empty] | 0 | 0
9 | 20 | 5 | [17 empty] | 0 | 0
9 | 20 | 6 | [17 empty] | 0 | 0
9 | 20 | 7 | [17 empty] | 0 | 0
9 | 20 | 8 | [17 empty] | 0 | 0
9 | 20 | 9 | [17 empty] | 0 | 0
9 | 20 | 10 | [17 empty] | 0 | 0
9 | 20 | 11 | [17 empty] | 0 | 0
9 | 20 | 12 | [17 empty] | 0 | 0
9 | 20 | 13 | [17 empty] | 0 | 0
9 | 20 | 14 | [17 empty] | 0 | 0
9 | 20 | 15 | [17 empty] | 0 | 0
9 | 20 | 16 | [17 empty] | 0 | 0
9 | 20 | 17 | [17 empty] | 0 | 0
9 | 20 | 18 | [17 empty] | 0 | 0
9 | 20 | 19 | [17 empty] | 0 | 0
9 | 20 | 20 | [17 empty] | 0 | 0
9 | 20 | 21 | [17 empty] | 0 | 0
9 | 20 | 22 | [17 empty] | 0 | 0
9 | 20 | 23 | [17 empty] | 0 | 0
9 | 20 | 24 | [17 empty] | 0 | 0
9 | 21 | 1 | [17 empty] | 0 | 0
9 | 21 | 2 | [17 empty] | 0 | 0
9 | 21 | 3 | [17 empty] | 0 | 0
9 | 21 | 4 | [17 empty] | 0 | 0
9 | 21 | 5 | [17 empty] | 0 | 0
9 | 21 | 6 | [17 empty] | 0 | 0
9 | 21 | 7 | [17 empty] | 0 | 0
9 | 21 | 8 | [17 empty] | 0 | 0
9 | 21 | 9 | [17 empty] | 0 | 0
9 | 21 | 10 | [17 empty] | 0 | 0
9 | 21 | 11 | [17 empty] | 0 | 0
9 | 21 | 12 | [17 empty] | 0 | 0
9 | 21 | 13 | [17 empty] | 0 | 0
9 | 21 | 14 | [17 empty] | 0 | 0
9 | 21 | 15 | [17 empty] | 0 | 0
9 | 21 | 16 | [17 empty] | 0 | 0
9 | 21 | 17 | [17 empty] | 0 | 0
9 | 21 | 18 | [17 empty] | 0 | 0
9 | 21 | 19 | [17 empty] | 0 | 0
9 | 21 | 20 | [17 empty] | 0 | 0
9 | 21 | 21 | [17 empty] | 0 | 0
9 | 21 | 22 | [17 empty] | 0 | 0
9 | 21 | 23 | [17 empty] | 0 | 0
9 | 21 | 24 | [17 empty] | 0 | 0
9 | 22 | 1 | [17 empty] | 0 | 0
9 | 22 | 2 | [17 empty] | 0 | 0
9 | 22 | 3 | [17 empty] | 0 | 0
9 | 22 | 4 | [17 empty] | 0 | 0
9 | 22 | 5 | [17 empty] | 0 | 0
9 | 22 | 6 | [17 empty] | 0 | 0
9 | 22 | 7 | [17 empty] | 0 | 0
9 | 22 | 8 | [17 empty] | 0 | 0
9 | 22 | 9 | [17 empty] | 0 | 0
9 | 22 | 10 | [17 empty] | 0 | 0
9 | 22 | 11 | [17 empty] | 0 | 0
9 | 22 | 12 | [17 empty] | 0 | 0
9 | 22 | 13 | [17 empty] | 0 | 0
9 | 22 | 14 | [17 empty] | 0 | 0
9 | 22 | 15 | [17 empty] | 0 | 0
9 | 22 | 16 | [17 empty] | 0 | 0
9 | 22 | 17 | [17 empty] | 0 | 0
9 | 22 | 18 | [17 empty] | 0 | 0
9 | 22 | 19 | [17 empty] | 0 | 0
9 | 22 | 20 | [17 empty] | 0 | 0
9 | 22 | 21 | [17 empty] | 0 | 0
9 | 22 | 22 | [17 empty] | 0 | 0
9 | 22 | 23 | [17 empty] | 0 | 0
9 | 22 | 24 | [17 empty] | 0 | 0
9 | 23 | 1 | [17 empty] | 0 | 0
9 | 23 | 2 | [17 empty] | 0 | 0
9 | 23 | 3 | [17 empty] | 0 | 0
9 | 23 | 4 | [17 empty] | 0 | 0
9 | 23 | 5 | [17 empty] | 0 | 0
9 | 23 | 6 | [17 empty] | 0 | 0
9 | 23 | 7 | [17 empty] | 0 | 0
9 | 23 | 8 | [17 empty] | 0 | 0
9 | 23 | 9 | [17 empty] | 0 | 0
9 | 23 | 10 | [17 empty] | 0 | 0
9 | 23 | 11 | [17 empty] | 0 | 0
9 | 23 | 12 | [17 empty] | 0 | 0
9 | 23 | 13 | [17 empty] | 0 | 0
9 | 23 | 14 | [17 empty] | 0 | 0
9 | 23 | 15 | [17 empty] | 0 | 0
9 | 23 | 16 | [17 empty] | 0 | 0
9 | 23 | 17 | [17 empty] | 0 | 0
9 | 23 | 18 | [17 empty] | 0 | 0
9 | 23 | 19 | [17 empty] | 0 | 0
9 | 23 | 20 | [17 empty] | 0 | 0
9 | 23 | 21 | [17 empty] | 0 | 0
9 | 23 | 22 | [17 empty] | 0 | 0
9 | 23 | 23 | [17 empty] | 0 | 0
9 | 23 | 24 | [17 empty] | 0 | 0
9 | 24 | 1 | [17 empty] | 0 | 0
9 | 24 | 2 | [17 empty] | 0 | 0
9 | 24 | 3 | [17 empty] | 0 | 0
9 | 24 | 4 | [17 empty] | 0 | 0
9 | 24 | 5 | [17 empty] | 0 | 0
9 | 24 | 6 | [17 empty] | 0 | 0
9 | 24 | 7 | [17 empty] | 0 | 0
9 | 24 | 8 | [17 empty] | 0 | 0
9 | 24 | 9 | [17 empty] | 0 | 0
9 | 24 | 10 | [17 empty] | 0 | 0
9 | 24 | 11 | [17 empty] | 0 | 0
9 | 24 | 12 | [17 empty] | 0 | 0
9 | 24 | 13 | [17 empty] | 0 | 0
9 | 24 | 14 | [17 empty] | 0 | 0
9 | 24 | 15 | [17 empty] | 0 | 0
9 | 24 | 16 | [17 empty] | 0 | 0
9 | 24 | 17 | [17 empty] | 0 | 0
9 | 24 | 18 | [17 empty] | 0 | 0
9 | 24 | 19 | [17 empty] | 0 | 0
9 | 24 | 20 | [17 empty] | 0 | 0
9 | 24 | 21 | [17 empty] | 0 | 0
9 | 24 | 22 | [17 empty] | 0 | 0
9 | 24 | 23 | [17 empty] | 0 | 0
9 | 24 | 24 | [17 empty] | 0 | 0
9 | 25 | 1 | [17 empty] | 0 | 0
9 | 25 | 2 | [17 empty] | 0 | 0
9 | 25 | 3 | [17 empty] | 0 | 0
9 | 25 | 4 | [17 empty] | 0 | 0
9 | 25 | 5 | [17 empty] | 0 | 0
9 | 25 | 6 | [17 empty] | 0 | 0
9 | 25 | 7 | [17 empty] | 0 | 0
9 | 25 | 8 | [17 empty] | 0 | 0
9 | 25 | 9 | [17 empty] | 0 | 0
9 | 25 | 10 | [17 empty] | 0 | 0
9 | 25 | 11 | [17 empty] | 0 | 0
9 | 25 | 12 | [17 empty] | 0 | 0
9 | 25 | 13 | [17 empty] | 0 | 0
9 | 25 | 14 | [17 empty] | 0 | 0
9 | 25 | 15 | [17 empty] | 0 | 0
9 | 25 | 16 | [17 empty] | 0 | 0
9 | 25 | 17 | [17 empty] | 0 | 0
9 | 25 | 18 | [17 empty] | 0 | 0
9 | 25 | 19 | [17 empty] | 0 | 0
9 | 25 | 20 | [17 empty] | 0 | 0
9 | 25 | 21 | [17 empty] | 0 | 0
9 | 25 | 22 | [17 empty] | 0 | 0
9 | 25 | 23 | [17 empty] | 0 | 0
9 | 25 | 24 | [17 empty] | 0 | 0
9 | 26 | 1 | [17 empty] | 0 | 0
9 | 26 | 2 | [17 empty] | 0 | 0
9 | 26 | 3 | [17 empty] | 0 | 0
9 | 26 | 4 | [17 empty] | 0 | 0
9 | 26 | 5 | [17 empty] | 0 | 0
9 | 26 | 6 | [17 empty] | 0 | 0
9 | 26 | 7 | [17 empty] | 0 | 0
9 | 26 | 8 | [17 empty] | 0 | 0
9 | 26 | 9 | [17 empty] | 0 | 0
9 | 26 | 10 | [17 empty] | 0 | 0
9 | 26 | 11 | [17 empty] | 0 | 0
9 | 26 | 12 | [17 empty] | 0 | 0
9 | 26 | 13 | [17 empty] | 0 | 0
9 | 26 | 14 | [17 empty] | 0 | 0
9 | 26 | 15 | [17 empty] | 0 | 0
9 | 26 | 16 | [17 empty] | 0 | 0
9 | 26 | 17 | [17 empty] | 0 | 0
9 | 26 | 18 | [17 empty] | 0 | 0
9 | 26 | 19 | [17 empty] | 0 | 0
9 | 26 | 20 | [17 empty] | 0 | 0
9 | 26 | 21 | [17 empty] | 0 | 0
9 | 26 | 22 | [17 empty] | 0 | 0
9 | 26 | 23 | [17 empty] | 0 | 0
9 | 26 | 24 | [17 empty] | 0 | 0
9 | 27 | 1 | [17 empty] | 0 | 0
9 | 27 | 2 | [17 empty] | 0 | 0
9 | 27 | 3 | [17 empty] | 0 | 0
9 | 27 | 4 | [17 empty] | 0 | 0
9 | 27 | 5 | [17 empty] | 0 | 0
9 | 27 | 6 | [17 empty] | 0 | 0
9 | 27 | 7 | [17 empty] | 0 | 0
9 | 27 | 8 | [17 empty] | 0 | 0
9 | 27 | 9 | [17 empty] | 0 | 0
9 | 27 | 10 | [17 empty] | 0 | 0
9 | 27 | 11 | [17 empty] | 0 | 0
9 | 27 | 12 | [17 empty] | 0 | 0
9 | 27 | 13 | [17 empty] | 0 | 0
9 | 27 | 14 | [17 empty] | 0 | 0
9 | 27 | 15 | [17 empty] | 0 | 0
9 | 27 | 16 | [17 empty] | 0 | 0
9 | 27 | 17 | [17 empty] | 0 | 0
9 | 27 | 18 | [17 empty] | 0 | 0
9 | 27 | 19 | [17 empty] | 0 | 0
9 | 27 | 20 | [17 empty] | 0 | 0
9 | 27 | 21 | [17 empty] | 0 | 0
9 | 27 | 22 | [17 empty] | 0 | 0
9 | 27 | 23 | [17 empty] | 0 | 0
9 | 27 | 24 | [17 empty] | 0 | 0
9 | 28 | 1 | [17 empty] | 0 | 0
9 | 28 | 2 | [17 empty] | 0 | 0
9 | 28 | 3 | [17 empty] | 0 | 0
9 | 28 | 4 | [17 empty] | 0 | 0
9 | 28 | 5 | [17 empty] | 0 | 0
9 | 28 | 6 | [17 empty] | 0 | 0
9 | 28 | 7 | [17 empty] | 0 | 0
9 | 28 | 8 | [17 empty] | 0 | 0
9 | 28 | 9 | [17 empty] | 0 | 0
9 | 28 | 10 | [17 empty] | 0 | 0
9 | 28 | 11 | [17 empty] | 0 | 0
9 | 28 | 12 | [17 empty] | 0 | 0
9 | 28 | 13 | [17 empty] | 0 | 0
9 | 28 | 14 | [17 empty] | 0 | 0
9 | 28 | 15 | [17 empty] | 0 | 0
9 | 28 | 16 | [17 empty] | 0 | 0
9 | 28 | 17 | [17 empty] | 0 | 0
9 | 28 | 18 | [17 empty] | 0 | 0
9 | 28 | 19 | [17 empty] | 0 | 0
9 | 28 | 20 | [17 empty] | 0 | 0
9 | 28 | 21 | [17 empty] | 0 | 0
9 | 28 | 22 | [17 empty] | 0 | 0
9 | 28 | 23 | [17 empty] | 0 | 0
9 | 28 | 24 | [17 empty] | 0 | 0
9 | 29 | 1 | [17 empty] | 0 | 0
9 | 29 | 2 | [17 empty] | 0 | 0
9 | 29 | 3 | [17 empty] | 0 | 0
9 | 29 | 4 | [17 empty] | 0 | 0
9 | 29 | 5 | [17 empty] | 0 | 0
9 | 29 | 6 | [17 empty] | 0 | 0
9 | 29 | 7 | [17 empty] | 0 | 0
9 | 29 | 8 | [17 empty] | 0 | 0
9 | 29 | 9 | [17 empty] | 0 | 0
9 | 29 | 10 | [17 empty] | 0 | 0
9 | 29 | 11 | [17 empty] | 0 | 0
9 | 29 | 12 | [17 empty] | 0 | 0
9 | 29 | 13 | [17 empty] | 0 | 0
9 | 29 | 14 | [17 empty] | 0 | 0
9 | 29 | 15 | [17 empty] | 0 | 0
9 | 29 | 16 | [17 empty] | 0 | 0
9 | 29 | 17 | [17 empty] | 0 | 0
9 | 29 | 18 | [17 empty] | 0 | 0
9 | 29 | 19 | [17 empty] | 0 | 0
9 | 29 | 20 | [17 empty] | 0 | 0
9 | 29 | 21 | [17 empty] | 0 | 0
9 | 29 | 22 | [17 empty] | 0 | 0
9 | 29 | 23 | [17 empty] | 0 | 0
9 | 29 | 24 | [17 empty] | 0 | 0
9 | 30 | 1 | [17 empty] | 0 | 0
9 | 30 | 2 | [17 empty] | 0 | 0
9 | 30 | 3 | [17 empty] | 0 | 0
9 | 30 | 4 | [17 empty] | 0 | 0
9 | 30 | 5 | [17 empty] | 0 | 0
9 | 30 | 6 | [17 empty] | 0 | 0
9 | 30 | 7 | [17 empty] | 0 | 0
9 | 30 | 8 | [17 empty] | 0 | 0
9 | 30 | 9 | [17 empty] | 0 | 0
9 | 30 | 10 | [17 empty] | 0 | 0
9 | 30 | 11 | [17 empty] | 0 | 0
9 | 30 | 12 | [17 empty] | 0 | 0
9 | 30 | 13 | [17 empty] | 0 | 0
9 | 30 | 14 | [17 empty] | 0 | 0
9 | 30 | 15 | [17 empty] | 0 | 0
9 | 30 | 16 | [17 empty] | 0 | 0
9 | 30 | 17 | [17 empty] | 0 | 0
9 | 30 | 18 | [17 empty] | 0 | 0
9 | 30 | 19 | [17 empty] | 0 | 0
9 | 30 | 20 | [17 empty] | 0 | 0
9 | 30 | 21 | [17 empty] | 0 | 0
9 | 30 | 22 | [17 empty] | 0 | 0
9 | 30 | 23 | [17 empty] | 0 | 0
9 | 30 | 24 | [17 empty] | 0 | 0
10 | 1 | 1 | [17 empty] | 0 | 0
10 | 1 | 2 | [17 empty] | 0 | 0
10 | 1 | 3 | [17 empty] | 0 | 0
10 | 1 | 4 | [17 empty] | 0 | 0
10 | 1 | 5 | [17 empty] | 0 | 0
10 | 1 | 6 | [17 empty] | 0 | 0
10 | 1 | 7 | [17 empty] | 0 | 0
10 | 1 | 8 | [17 empty] | 0 | 0
10 | 1 | 9 | [17 empty] | 0 | 0
10 | 1 | 10 | [17 empty] | 0 | 0
10 | 1 | 11 | [17 empty] | 0 | 0
10 | 1 | 12 | [17 empty] | 0 | 0
10 | 1 | 13 | [17 empty] | 0 | 0
10 | 1 | 14 | [17 empty] | 0 | 0
10 | 1 | 15 | [17 empty] | 0 | 0
10 | 1 | 16 | [17 empty] | 0 | 0
10 | 1 | 17 | [17 empty] | 0 | 0
10 | 1 | 18 | [17 empty] | 0 | 0
10 | 1 | 19 | [17 empty] | 0 | 0
10 | 1 | 20 | [17 empty] | 0 | 0
10 | 1 | 21 | [17 empty] | 0 | 0
10 | 1 | 22 | [17 empty] | 0 | 0
10 | 1 | 23 | [17 empty] | 0 | 0
10 | 1 | 24 | [17 empty] | 0 | 0
10 | 2 | 1 | [17 empty] | 0 | 0
10 | 2 | 2 | [17 empty] | 0 | 0
10 | 2 | 3 | [17 empty] | 0 | 0
10 | 2 | 4 | [17 empty] | 0 | 0
10 | 2 | 5 | [17 empty] | 0 | 0
10 | 2 | 6 | [17 empty] | 0 | 0
10 | 2 | 7 | [17 empty] | 0 | 0
10 | 2 | 8 | [17 empty] | 0 | 0
10 | 2 | 9 | [17 empty] | 0 | 0
10 | 2 | 10 | [17 empty] | 0 | 0
10 | 2 | 11 | [17 empty] | 0 | 0
10 | 2 | 12 | [17 empty] | 0 | 0
10 | 2 | 13 | [17 empty] | 0 | 0
10 | 2 | 14 | [17 empty] | 0 | 0
10 | 2 | 15 | [17 empty] | 0 | 0
10 | 2 | 16 | [17 empty] | 0 | 0
10 | 2 | 17 | [17 empty] | 0 | 0
10 | 2 | 18 | [17 empty] | 0 | 0
10 | 2 | 19 | [17 empty] | 0 | 0
10 | 2 | 20 | [17 empty] | 0 | 0
10 | 2 | 21 | [17 empty] | 0 | 0
10 | 2 | 22 | [17 empty] | 0 | 0
10 | 2 | 23 | [17 empty] | 0 | 0
10 | 2 | 24 | [17 empty] | 0 | 0
10 | 3 | 1 | [17 empty] | 0 | 0
10 | 3 | 2 | [17 empty] | 0 | 0
10 | 3 | 3 | [17 empty] | 0 | 0
10 | 3 | 4 | [17 empty] | 0 | 0
10 | 3 | 5 | [17 empty] | 0 | 0
10 | 3 | 6 | [17 empty] | 0 | 0
10 | 3 | 7 | [17 empty] | 0 | 0
10 | 3 | 8 | [17 empty] | 0 | 0
10 | 3 | 9 | [17 empty] | 0 | 0
10 | 3 | 10 | [17 empty] | 0 | 0
10 | 3 | 11 | [17 empty] | 0 | 0
10 | 3 | 12 | [17 empty] | 0 | 0
10 | 3 | 13 | [17 empty] | 0 | 0
10 | 3 | 14 | [17 empty] | 0 | 0
10 | 3 | 15 | [17 empty] | 0 | 0
10 | 3 | 16 | [17 empty] | 0 | 0
10 | 3 | 17 | [17 empty] | 0 | 0
10 | 3 | 18 | [17 empty] | 0 | 0
10 | 3 | 19 | [17 empty] | 0 | 0
10 | 3 | 20 | [17 empty] | 0 | 0
10 | 3 | 21 | [17 empty] | 0 | 0
10 | 3 | 22 | [17 empty] | 0 | 0
10 | 3 | 23 | [17 empty] | 0 | 0
10 | 3 | 24 | [17 empty] | 0 | 0
10 | 4 | 1 | [17 empty] | 0 | 0
10 | 4 | 2 | [17 empty] | 0 | 0
10 | 4 | 3 | [17 empty] | 0 | 0
10 | 4 | 4 | [17 empty] | 0 | 0
10 | 4 | 5 | [17 empty] | 0 | 0
10 | 4 | 6 | [17 empty] | 0 | 0
10 | 4 | 7 | [17 empty] | 0 | 0
10 | 4 | 8 | [17 empty] | 0 | 0
10 | 4 | 9 | [17 empty] | 0 | 0
10 | 4 | 10 | [17 empty] | 0 | 0
10 | 4 | 11 | [17 empty] | 0 | 0
10 | 4 | 12 | [17 empty] | 0 | 0
10 | 4 | 13 | [17 empty] | 0 | 0
10 | 4 | 14 | [17 empty] | 0 | 0
10 | 4 | 15 | [17 empty] | 0 | 0
10 | 4 | 16 | [17 empty] | 0 | 0
10 | 4 | 17 | [17 empty] | 0 | 0
10 | 4 | 18 | [17 empty] | 0 | 0
10 | 4 | 19 | [17 empty] | 0 | 0
10 | 4 | 20 | [17 empty] | 0 | 0
10 | 4 | 21 | [17 empty] | 0 | 0
10 | 4 | 22 | [17 empty] | 0 | 0
10 | 4 | 23 | [17 empty] | 0 | 0
10 | 4 | 24 | [17 empty] | 0 | 0
10 | 5 | 1 | [17 empty] | 0 | 0
10 | 5 | 2 | [17 empty] | 0 | 0
10 | 5 | 3 | [17 empty] | 0 | 0
10 | 5 | 4 | [17 empty] | 0 | 0
10 | 5 | 5 | [17 empty] | 0 | 0
10 | 5 | 6 | [17 empty] | 0 | 0
10 | 5 | 7 | [17 empty] | 0 | 0
10 | 5 | 8 | [17 empty] | 0 | 0
10 | 5 | 9 | [17 empty] | 0 | 0
10 | 5 | 10 | [17 empty] | 0 | 0
10 | 5 | 11 | [17 empty] | 0 | 0
10 | 5 | 12 | [17 empty] | 0 | 0
10 | 5 | 13 | [17 empty] | 0 | 0
10 | 5 | 14 | [17 empty] | 0 | 0
10 | 5 | 15 | [17 empty] | 0 | 0
10 | 5 | 16 | [17 empty] | 0 | 0
10 | 5 | 17 | [17 empty] | 0 | 0
10 | 5 | 18 | [17 empty] | 0 | 0
10 | 5 | 19 | [17 empty] | 0 | 0
10 | 5 | 20 | [17 empty] | 0 | 0
10 | 5 | 21 | [17 empty] | 0 | 0
10 | 5 | 22 | [17 empty] | 0 | 0
10 | 5 | 23 | [17 empty] | 0 | 0
10 | 5 | 24 | [17 empty] | 0 | 0
10 | 6 | 1 | [17 empty] | 0 | 0
10 | 6 | 2 | [17 empty] | 0 | 0
10 | 6 | 3 | [17 empty] | 0 | 0
10 | 6 | 4 | [17 empty] | 0 | 0
10 | 6 | 5 | [17 empty] | 0 | 0
10 | 6 | 6 | [17 empty] | 0 | 0
10 | 6 | 7 | [17 empty] | 0 | 0
10 | 6 | 8 | [17 empty] | 0 | 0
10 | 6 | 9 | [17 empty] | 0 | 0
10 | 6 | 10 | [17 empty] | 0 | 0
10 | 6 | 11 | [17 empty] | 0 | 0
10 | 6 | 12 | [17 empty] | 0 | 0
10 | 6 | 13 | [17 empty] | 0 | 0
10 | 6 | 14 | [17 empty] | 0 | 0
10 | 6 | 15 | [17 empty] | 0 | 0
10 | 6 | 16 | [17 empty] | 0 | 0
10 | 6 | 17 | [17 empty] | 0 | 0
10 | 6 | 18 | [17 empty] | 0 | 0
10 | 6 | 19 | [17 empty] | 0 | 0
10 | 6 | 20 | [17 empty] | 0 | 0
10 | 6 | 21 | [17 empty] | 0 | 0
10 | 6 | 22 | [17 empty] | 0 | 0
10 | 6 | 23 | [17 empty] | 0 | 0
10 | 6 | 24 | [17 empty] | 0 | 0
10 | 7 | 1 | [17 empty] | 0 | 0
10 | 7 | 2 | [17 empty] | 0 | 0
10 | 7 | 3 | [17 empty] | 0 | 0
10 | 7 | 4 | [17 empty] | 0 | 0
10 | 7 | 5 | [17 empty] | 0 | 0
10 | 7 | 6 | [17 empty] | 0 | 0
10 | 7 | 7 | [17 empty] | 0 | 0
10 | 7 | 8 | [17 empty] | 0 | 0
10 | 7 | 9 | [17 empty] | 0 | 0
10 | 7 | 10 | [17 empty] | 0 | 0
10 | 7 | 11 | [17 empty] | 0 | 0
10 | 7 | 12 | [17 empty] | 0 | 0
10 | 7 | 13 | [17 empty] | 0 | 0
10 | 7 | 14 | [17 empty] | 0 | 0
10 | 7 | 15 | [17 empty] | 0 | 0
10 | 7 | 16 | [17 empty] | 0 | 0
10 | 7 | 17 | [17 empty] | 0 | 0
10 | 7 | 18 | [17 empty] | 0 | 0
10 | 7 | 19 | [17 empty] | 0 | 0
10 | 7 | 20 | [17 empty] | 0 | 0
10 | 7 | 21 | [17 empty] | 0 | 0
10 | 7 | 22 | [17 empty] | 0 | 0
10 | 7 | 23 | [17 empty] | 0 | 0
10 | 7 | 24 | [17 empty] | 0 | 0
10 | 8 | 1 | [17 empty] | 0 | 0
10 | 8 | 2 | [17 empty] | 0 | 0
10 | 8 | 3 | [17 empty] | 0 | 0
10 | 8 | 4 | [17 empty] | 0 | 0
10 | 8 | 5 | [17 empty] | 0 | 0
10 | 8 | 6 | [17 empty] | 0 | 0
10 | 8 | 7 | [17 empty] | 0 | 0
10 | 8 | 8 | [17 empty] | 0 | 0
10 | 8 | 9 | [17 empty] | 0 | 0
10 | 8 | 10 | [17 empty] | 0 | 0
10 | 8 | 11 | [17 empty] | 0 | 0
10 | 8 | 12 | [17 empty] | 0 | 0
10 | 8 | 13 | [17 empty] | 0 | 0
10 | 8 | 14 | [17 empty] | 0 | 0
10 | 8 | 15 | [17 empty] | 0 | 0
10 | 8 | 16 | [17 empty] | 0 | 0
10 | 8 | 17 | [17 empty] | 0 | 0
10 | 8 | 18 | [17 empty] | 0 | 0
10 | 8 | 19 | [17 empty] | 0 | 0
10 | 8 | 20 | [17 empty] | 0 | 0
10 | 8 | 21 | [17 empty] | 0 | 0
10 | 8 | 22 | [17 empty] | 0 | 0
10 | 8 | 23 | [17 empty] | 0 | 0
10 | 8 | 24 | [17 empty] | 0 | 0
10 | 9 | 1 | [17 empty] | 0 | 0
10 | 9 | 2 | [17 empty] | 0 | 0
10 | 9 | 3 | [17 empty] | 0 | 0
10 | 9 | 4 | [17 empty] | 0 | 0
10 | 9 | 5 | [17 empty] | 0 | 0
10 | 9 | 6 | [17 empty] | 0 | 0
10 | 9 | 7 | [17 empty] | 0 | 0
10 | 9 | 8 | [17 empty] | 0 | 0
10 | 9 | 9 | [17 empty] | 0 | 0
10 | 9 | 10 | [17 empty] | 0 | 0
10 | 9 | 11 | [17 empty] | 0 | 0
10 | 9 | 12 | [17 empty] | 0 | 0
10 | 9 | 13 | [17 empty] | 0 | 0
10 | 9 | 14 | [17 empty] | 0 | 0
10 | 9 | 15 | [17 empty] | 0 | 0
10 | 9 | 16 | [17 empty] | 0 | 0
10 | 9 | 17 | [17 empty] | 0 | 0
10 | 9 | 18 | [17 empty] | 0 | 0
10 | 9 | 19 | [17 empty] | 0 | 0
10 | 9 | 20 | [17 empty] | 0 | 0
10 | 9 | 21 | [17 empty] | 0 | 0
10 | 9 | 22 | [17 empty] | 0 | 0
10 | 9 | 23 | [17 empty] | 0 | 0
10 | 9 | 24 | [17 empty] | 0 | 0
10 | 10 | 1 | [17 empty] | 0 | 0
10 | 10 | 2 | [17 empty] | 0 | 0
10 | 10 | 3 | [17 empty] | 0 | 0
10 | 10 | 4 | [17 empty] | 0 | 0
10 | 10 | 5 | [17 empty] | 0 | 0
10 | 10 | 6 | [17 empty] | 0 | 0
10 | 10 | 7 | [17 empty] | 0 | 0
10 | 10 | 8 | [17 empty] | 0 | 0
10 | 10 | 9 | [17 empty] | 0 | 0
10 | 10 | 10 | [17 empty] | 0 | 0
10 | 10 | 11 | [17 empty] | 0 | 0
10 | 10 | 12 | [17 empty] | 0 | 0
10 | 10 | 13 | [17 empty] | 0 | 0
10 | 10 | 14 | [17 empty] | 0 | 0
10 | 10 | 15 | [17 empty] | 0 | 0
10 | 10 | 16 | [17 empty] | 0 | 0
10 | 10 | 17 | [17 empty] | 0 | 0
10 | 10 | 18 | [17 empty] | 0 | 0
10 | 10 | 19 | [17 empty] | 0 | 0
10 | 10 | 20 | [17 empty] | 0 | 0
10 | 10 | 21 | [17 empty] | 0 | 0
10 | 10 | 22 | [17 empty] | 0 | 0
10 | 10 | 23 | [17 empty] | 0 | 0
10 | 10 | 24 | [17 empty] | 0 | 0
10 | 11 | 1 | [17 empty] | 0 | 0
10 | 11 | 2 | [17 empty] | 0 | 0
10 | 11 | 3 | [17 empty] | 0 | 0
10 | 11 | 4 | [17 empty] | 0 | 0
10 | 11 | 5 | [17 empty] | 0 | 0
10 | 11 | 6 | [17 empty] | 0 | 0
10 | 11 | 7 | [17 empty] | 0 | 0
10 | 11 | 8 | [17 empty] | 0 | 0
10 | 11 | 9 | [17 empty] | 0 | 0
10 | 11 | 10 | [17 empty] | 0 | 0
10 | 11 | 11 | [17 empty] | 0 | 0
10 | 11 | 12 | [17 empty] | 0 | 0
10 | 11 | 13 | [17 empty] | 0 | 0
10 | 11 | 14 | [17 empty] | 0 | 0
10 | 11 | 15 | [17 empty] | 0 | 0
10 | 11 | 16 | [17 empty] | 0 | 0
10 | 11 | 17 | [17 empty] | 0 | 0
10 | 11 | 18 | [17 empty] | 0 | 0
10 | 11 | 19 | [17 empty] | 0 | 0
10 | 11 | 20 | [17 empty] | 0 | 0
10 | 11 | 21 | [17 empty] | 0 | 0
10 | 11 | 22 | [17 empty] | 0 | 0
10 | 11 | 23 | [17 empty] | 0 | 0
10 | 11 | 24 | [17 empty] | 0 | 0
10 | 12 | 1 | [17 empty] | 0 | 0
10 | 12 | 2 | [17 empty] | 0 | 0
10 | 12 | 3 | [17 empty] | 0 | 0
10 | 12 | 4 | [17 empty] | 0 | 0
10 | 12 | 5 | [17 empty] | 0 | 0
10 | 12 | 6 | [17 empty] | 0 | 0
10 | 12 | 7 | [17 empty] | 0 | 0
10 | 12 | 8 | [17 empty] | 0 | 0
10 | 12 | 9 | [17 empty] | 0 | 0
10 | 12 | 10 | [17 empty] | 0 | 0
10 | 12 | 11 | [17 empty] | 0 | 0
10 | 12 | 12 | [17 empty] | 0 | 0
10 | 12 | 13 | [17 empty] | 0 | 0
10 | 12 | 14 | [17 empty] | 0 | 0
10 | 12 | 15 | [17 empty] | 0 | 0
10 | 12 | 16 | [17 empty] | 0 | 0
10 | 12 | 17 | [17 empty] | 0 | 0
10 | 12 | 18 | [17 empty] | 0 | 0
10 | 12 | 19 | [17 empty] | 0 | 0
10 | 12 | 20 | [17 empty] | 0 | 0
10 | 12 | 21 | [17 empty] | 0 | 0
10 | 12 | 22 | [17 empty] | 0 | 0
10 | 12 | 23 | [17 empty] | 0 | 0
10 | 12 | 24 | [17 empty] | 0 | 0
10 | 13 | 1 | [17 empty] | 0 | 0
10 | 13 | 2 | [17 empty] | 0 | 0
10 | 13 | 3 | [17 empty] | 0 | 0
10 | 13 | 4 | [17 empty] | 0 | 0
10 | 13 | 5 | [17 empty] | 0 | 0
10 | 13 | 6 | [17 empty] | 0 | 0
10 | 13 | 7 | [17 empty] | 0 | 0
10 | 13 | 8 | [17 empty] | 0 | 0
10 | 13 | 9 | [17 empty] | 0 | 0
10 | 13 | 10 | [17 empty] | 0 | 0
10 | 13 | 11 | [17 empty] | 0 | 0
10 | 13 | 12 | [17 empty] | 0 | 0
10 | 13 | 13 | [17 empty] | 0 | 0
10 | 13 | 14 | [17 empty] | 0 | 0
10 | 13 | 15 | [17 empty] | 0 | 0
10 | 13 | 16 | [17 empty] | 0 | 0
10 | 13 | 17 | [17 empty] | 0 | 0
10 | 13 | 18 | [17 empty] | 0 | 0
10 | 13 | 19 | [17 empty] | 0 | 0
10 | 13 | 20 | [17 empty] | 0 | 0
10 | 13 | 21 | [17 empty] | 0 | 0
10 | 13 | 22 | [17 empty] | 0 | 0
10 | 13 | 23 | [17 empty] | 0 | 0
10 | 13 | 24 | [17 empty] | 0 | 0
10 | 14 | 1 | [17 empty] | 0 | 0
10 | 14 | 2 | [17 empty] | 0 | 0
10 | 14 | 3 | [17 empty] | 0 | 0
10 | 14 | 4 | [17 empty] | 0 | 0
10 | 14 | 5 | [17 empty] | 0 | 0
10 | 14 | 6 | [17 empty] | 0 | 0
10 | 14 | 7 | [17 empty] | 0 | 0
10 | 14 | 8 | [17 empty] | 0 | 0
10 | 14 | 9 | [17 empty] | 0 | 0
10 | 14 | 10 | [17 empty] | 0 | 0
10 | 14 | 11 | [17 empty] | 0 | 0
10 | 14 | 12 | [17 empty] | 0 | 0
10 | 14 | 13 | [17 empty] | 0 | 0
10 | 14 | 14 | [17 empty] | 0 | 0
10 | 14 | 15 | [17 empty] | 0 | 0
10 | 14 | 16 | [17 empty] | 0 | 0
10 | 14 | 17 | [17 empty] | 0 | 0
10 | 14 | 18 | [17 empty] | 0 | 0
10 | 14 | 19 | [17 empty] | 0 | 0
10 | 14 | 20 | [17 empty] | 0 | 0
10 | 14 | 21 | [17 empty] | 0 | 0
10 | 14 | 22 | [17 empty] | 0 | 0
10 | 14 | 23 | [17 empty] | 0 | 0
10 | 14 | 24 | [17 empty] | 0 | 0
10 | 15 | 1 | [17 empty] | 0 | 0
10 | 15 | 2 | [17 empty] | 0 | 0
10 | 15 | 3 | [17 empty] | 0 | 0
10 | 15 | 4 | [17 empty] | 0 | 0
10 | 15 | 5 | [17 empty] | 0 | 0
10 | 15 | 6 | [17 empty] | 0 | 0
10 | 15 | 7 | [17 empty] | 0 | 0
10 | 15 | 8 | [17 empty] | 0 | 0
10 | 15 | 9 | [17 empty] | 0 | 0
10 | 15 | 10 | [17 empty] | 0 | 0
10 | 15 | 11 | [17 empty] | 0 | 0
10 | 15 | 12 | [17 empty] | 0 | 0
10 | 15 | 13 | [17 empty] | 0 | 0
10 | 15 | 14 | [17 empty] | 0 | 0
10 | 15 | 15 | [17 empty] | 0 | 0
10 | 15 | 16 | [17 empty] | 0 | 0
10 | 15 | 17 | [17 empty] | 0 | 0
10 | 15 | 18 | [17 empty] | 0 | 0
10 | 15 | 19 | [17 empty] | 0 | 0
10 | 15 | 20 | [17 empty] | 0 | 0
10 | 15 | 21 | [17 empty] | 0 | 0
10 | 15 | 22 | [17 empty] | 0 | 0
10 | 15 | 23 | [17 empty] | 0 | 0
10 | 15 | 24 | [17 empty] | 0 | 0
10 | 16 | 1 | [17 empty] | 0 | 0
10 | 16 | 2 | [17 empty] | 0 | 0
10 | 16 | 3 | [17 empty] | 0 | 0
10 | 16 | 4 | [17 empty] | 0 | 0
10 | 16 | 5 | [17 empty] | 0 | 0
10 | 16 | 6 | [17 empty] | 0 | 0
10 | 16 | 7 | [17 empty] | 0 | 0
10 | 16 | 8 | [17 empty] | 0 | 0
10 | 16 | 9 | [17 empty] | 0 | 0
10 | 16 | 10 | [17 empty] | 0 | 0
10 | 16 | 11 | [17 empty] | 0 | 0
10 | 16 | 12 | [17 empty] | 0 | 0
10 | 16 | 13 | [17 empty] | 0 | 0
10 | 16 | 14 | [17 empty] | 0 | 0
10 | 16 | 15 | [17 empty] | 0 | 0
10 | 16 | 16 | [17 empty] | 0 | 0
10 | 16 | 17 | [17 empty] | 0 | 0
10 | 16 | 18 | [17 empty] | 0 | 0
10 | 16 | 19 | [17 empty] | 0 | 0
10 | 16 | 20 | [17 empty] | 0 | 0
10 | 16 | 21 | [17 empty] | 0 | 0
10 | 16 | 22 | [17 empty] | 0 | 0
10 | 16 | 23 | [17 empty] | 0 | 0
10 | 16 | 24 | [17 empty] | 0 | 0
10 | 17 | 1 | [17 empty] | 0 | 0
10 | 17 | 2 | [17 empty] | 0 | 0
10 | 17 | 3 | [17 empty] | 0 | 0
10 | 17 | 4 | [17 empty] | 0 | 0
10 | 17 | 5 | [17 empty] | 0 | 0
10 | 17 | 6 | [17 empty] | 0 | 0
10 | 17 | 7 | [17 empty] | 0 | 0
10 | 17 | 8 | [17 empty] | 0 | 0
10 | 17 | 9 | [17 empty] | 0 | 0
10 | 17 | 10 | [17 empty] | 0 | 0
10 | 17 | 11 | [17 empty] | 0 | 0
10 | 17 | 12 | [17 empty] | 0 | 0
10 | 17 | 13 | [17 empty] | 0 | 0
10 | 17 | 14 | [17 empty] | 0 | 0
10 | 17 | 15 | [17 empty] | 0 | 0
10 | 17 | 16 | [17 empty] | 0 | 0
10 | 17 | 17 | [17 empty] | 0 | 0
10 | 17 | 18 | [17 empty] | 0 | 0
10 | 17 | 19 | [17 empty] | 0 | 0
10 | 17 | 20 | [17 empty] | 0 | 0
10 | 17 | 21 | [17 empty] | 0 | 0
10 | 17 | 22 | [17 empty] | 0 | 0
10 | 17 | 23 | [17 empty] | 0 | 0
10 | 17 | 24 | [17 empty] | 0 | 0
10 | 18 | 1 | [17 empty] | 0 | 0
10 | 18 | 2 | [17 empty] | 0 | 0
10 | 18 | 3 | [17 empty] | 0 | 0
10 | 18 | 4 | [17 empty] | 0 | 0
10 | 18 | 5 | [17 empty] | 0 | 0
10 | 18 | 6 | [17 empty] | 0 | 0
10 | 18 | 7 | [17 empty] | 0 | 0
10 | 18 | 8 | [17 empty] | 0 | 0
10 | 18 | 9 | [17 empty] | 0 | 0
10 | 18 | 10 | [17 empty] | 0 | 0
10 | 18 | 11 | [17 empty] | 0 | 0
10 | 18 | 12 | [17 empty] | 0 | 0
10 | 18 | 13 | [17 empty] | 0 | 0
10 | 18 | 14 | [17 empty] | 0 | 0
10 | 18 | 15 | [17 empty] | 0 | 0
10 | 18 | 16 | [17 empty] | 0 | 0
10 | 18 | 17 | [17 empty] | 0 | 0
10 | 18 | 18 | [17 empty] | 0 | 0
10 | 18 | 19 | [17 empty] | 0 | 0
10 | 18 | 20 | [17 empty] | 0 | 0
10 | 18 | 21 | [17 empty] | 0 | 0
10 | 18 | 22 | [17 empty] | 0 | 0
10 | 18 | 23 | [17 empty] | 0 | 0
10 | 18 | 24 | [17 empty] | 0 | 0
10 | 19 | 1 | [17 empty] | 0 | 0
10 | 19 | 2 | [17 empty] | 0 | 0
10 | 19 | 3 | [17 empty] | 0 | 0
10 | 19 | 4 | [17 empty] | 0 | 0
10 | 19 | 5 | [17 empty] | 0 | 0
10 | 19 | 6 | [17 empty] | 0 | 0
10 | 19 | 7 | [17 empty] | 0 | 0
10 | 19 | 8 | [17 empty] | 0 | 0
10 | 19 | 9 | [17 empty] | 0 | 0
10 | 19 | 10 | [17 empty] | 0 | 0
10 | 19 | 11 | [17 empty] | 0 | 0
10 | 19 | 12 | [17 empty] | 0 | 0
10 | 19 | 13 | [17 empty] | 0 | 0
10 | 19 | 14 | [17 empty] | 0 | 0
10 | 19 | 15 | [17 empty] | 0 | 0
10 | 19 | 16 | [17 empty] | 0 | 0
10 | 19 | 17 | [17 empty] | 0 | 0
10 | 19 | 18 | [17 empty] | 0 | 0
10 | 19 | 19 | [17 empty] | 0 | 0
10 | 19 | 20 | [17 empty] | 0 | 0
10 | 19 | 21 | [17 empty] | 0 | 0
10 | 19 | 22 | [17 empty] | 0 | 0
10 | 19 | 23 | [17 empty] | 0 | 0
10 | 19 | 24 | [17 empty] | 0 | 0
10 | 20 | 1 | [17 empty] | 0 | 0
10 | 20 | 2 | [17 empty] | 0 | 0
10 | 20 | 3 | [17 empty] | 0 | 0
10 | 20 | 4 | [17 empty] | 0 | 0
10 | 20 | 5 | [17 empty] | 0 | 0
10 | 20 | 6 | [17 empty] | 0 | 0
10 | 20 | 7 | [17 empty] | 0 | 0
10 | 20 | 8 | [17 empty] | 0 | 0
10 | 20 | 9 | [17 empty] | 0 | 0
10 | 20 | 10 | [17 empty] | 0 | 0
10 | 20 | 11 | [17 empty] | 0 | 0
10 | 20 | 12 | [17 empty] | 0 | 0
10 | 20 | 13 | [17 empty] | 0 | 0
10 | 20 | 14 | [17 empty] | 0 | 0
10 | 20 | 15 | [17 empty] | 0 | 0
10 | 20 | 16 | [17 empty] | 0 | 0
10 | 20 | 17 | [17 empty] | 0 | 0
10 | 20 | 18 | [17 empty] | 0 | 0
10 | 20 | 19 | [17 empty] | 0 | 0
10 | 20 | 20 | [17 empty] | 0 | 0
10 | 20 | 21 | [17 empty] | 0 | 0
10 | 20 | 22 | [17 empty] | 0 | 0
10 | 20 | 23 | [17 empty] | 0 | 0
10 | 20 | 24 | [17 empty] | 0 | 0
10 | 21 | 1 | [17 empty] | 0 | 0
10 | 21 | 2 | [17 empty] | 0 | 0
10 | 21 | 3 | [17 empty] | 0 | 0
10 | 21 | 4 | [17 empty] | 0 | 0
10 | 21 | 5 | [17 empty] | 0 | 0
10 | 21 | 6 | [17 empty] | 0 | 0
10 | 21 | 7 | [17 empty] | 0 | 0
10 | 21 | 8 | [17 empty] | 0 | 0
10 | 21 | 9 | [17 empty] | 0 | 0
10 | 21 | 10 | [17 empty] | 0 | 0
10 | 21 | 11 | [17 empty] | 0 | 0
10 | 21 | 12 | [17 empty] | 0 | 0
10 | 21 | 13 | [17 empty] | 0 | 0
10 | 21 | 14 | [17 empty] | 0 | 0
10 | 21 | 15 | [17 empty] | 0 | 0
10 | 21 | 16 | [17 empty] | 0 | 0
10 | 21 | 17 | [17 empty] | 0 | 0
10 | 21 | 18 | [17 empty] | 0 | 0
10 | 21 | 19 | [17 empty] | 0 | 0
10 | 21 | 20 | [17 empty] | 0 | 0
10 | 21 | 21 | [17 empty] | 0 | 0
10 | 21 | 22 | [17 empty] | 0 | 0
10 | 21 | 23 | [17 empty] | 0 | 0
10 | 21 | 24 | [17 empty] | 0 | 0
10 | 22 | 1 | [17 empty] | 0 | 0
10 | 22 | 2 | [17 empty] | 0 | 0
10 | 22 | 3 | [17 empty] | 0 | 0
10 | 22 | 4 | [17 empty] | 0 | 0
10 | 22 | 5 | [17 empty] | 0 | 0
10 | 22 | 6 | [17 empty] | 0 | 0
10 | 22 | 7 | [17 empty] | 0 | 0
10 | 22 | 8 | [17 empty] | 0 | 0
10 | 22 | 9 | [17 empty] | 0 | 0
10 | 22 | 10 | [17 empty] | 0 | 0
10 | 22 | 11 | [17 empty] | 0 | 0
10 | 22 | 12 | [17 empty] | 0 | 0
10 | 22 | 13 | [17 empty] | 0 | 0
10 | 22 | 14 | [17 empty] | 0 | 0
10 | 22 | 15 | [17 empty] | 0 | 0
10 | 22 | 16 | [17 empty] | 0 | 0
10 | 22 | 17 | [17 empty] | 0 | 0
10 | 22 | 18 | [17 empty] | 0 | 0
10 | 22 | 19 | [17 empty] | 0 | 0
10 | 22 | 20 | [17 empty] | 0 | 0
10 | 22 | 21 | [17 empty] | 0 | 0
10 | 22 | 22 | [17 empty] | 0 | 0
10 | 22 | 23 | [17 empty] | 0 | 0
10 | 22 | 24 | [17 empty] | 0 | 0
10 | 23 | 1 | [17 empty] | 0 | 0
10 | 23 | 2 | [17 empty] | 0 | 0
10 | 23 | 3 | [17 empty] | 0 | 0
10 | 23 | 4 | [17 empty] | 0 | 0
10 | 23 | 5 | [17 empty] | 0 | 0
10 | 23 | 6 | [17 empty] | 0 | 0
10 | 23 | 7 | [17 empty] | 0 | 0
10 | 23 | 8 | [17 empty] | 0 | 0
10 | 23 | 9 | [17 empty] | 0 | 0
10 | 23 | 10 | [17 empty] | 0 | 0
10 | 23 | 11 | [17 empty] | 0 | 0
10 | 23 | 12 | [17 empty] | 0 | 0
10 | 23 | 13 | [17 empty] | 0 | 0
10 | 23 | 14 | [17 empty] | 0 | 0
10 | 23 | 15 | [17 empty] | 0 | 0
10 | 23 | 16 | [17 empty] | 0 | 0
10 | 23 | 17 | [17 empty] | 0 | 0
10 | 23 | 18 | [17 empty] | 0 | 0
10 | 23 | 19 | [17 empty] | 0 | 0
10 | 23 | 20 | [17 empty] | 0 | 0
10 | 23 | 21 | [17 empty] | 0 | 0
10 | 23 | 22 | [17 empty] | 0 | 0
10 | 23 | 23 | [17 empty] | 0 | 0
10 | 23 | 24 | [17 empty] | 0 | 0
10 | 24 | 1 | [17 empty] | 0 | 0
10 | 24 | 2 | [17 empty] | 0 | 0
10 | 24 | 3 | [17 empty] | 0 | 0
10 | 24 | 4 | [17 empty] | 0 | 0
10 | 24 | 5 | [17 empty] | 0 | 0
10 | 24 | 6 | [17 empty] | 0 | 0
10 | 24 | 7 | [17 empty] | 0 | 0
10 | 24 | 8 | [17 empty] | 0 | 0
10 | 24 | 9 | [17 empty] | 0 | 0
10 | 24 | 10 | [17 empty] | 0 | 0
10 | 24 | 11 | [17 empty] | 0 | 0
10 | 24 | 12 | [17 empty] | 0 | 0
10 | 24 | 13 | [17 empty] | 0 | 0
10 | 24 | 14 | [17 empty] | 0 | 0
10 | 24 | 15 | [17 empty] | 0 | 0
10 | 24 | 16 | [17 empty] | 0 | 0
10 | 24 | 17 | [17 empty] | 0 | 0
10 | 24 | 18 | [17 empty] | 0 | 0
10 | 24 | 19 | [17 empty] | 0 | 0
10 | 24 | 20 | [17 empty] | 0 | 0
10 | 24 | 21 | [17 empty] | 0 | 0
10 | 24 | 22 | [17 empty] | 0 | 0
10 | 24 | 23 | [17 empty] | 0 | 0
10 | 24 | 24 | [17 empty] | 0 | 0
10 | 25 | 1 | [17 empty] | 0 | 0
10 | 25 | 2 | [17 empty] | 0 | 0
10 | 25 | 3 | [17 empty] | 0 | 0
10 | 25 | 4 | [17 empty] | 0 | 0
10 | 25 | 5 | [17 empty] | 0 | 0
10 | 25 | 6 | [17 empty] | 0 | 0
10 | 25 | 7 | [17 empty] | 0 | 0
10 | 25 | 8 | [17 empty] | 0 | 0
10 | 25 | 9 | [17 empty] | 0 | 0
10 | 25 | 10 | [17 empty] | 0 | 0
10 | 25 | 11 | [17 empty] | 0 | 0
10 | 25 | 12 | [17 empty] | 0 | 0
10 | 25 | 13 | [17 empty] | 0 | 0
10 | 25 | 14 | [17 empty] | 0 | 0
10 | 25 | 15 | [17 empty] | 0 | 0
10 | 25 | 16 | [17 empty] | 0 | 0
10 | 25 | 17 | [17 empty] | 0 | 0
10 | 25 | 18 | [17 empty] | 0 | 0
10 | 25 | 19 | [17 empty] | 0 | 0
10 | 25 | 20 | [17 empty] | 0 | 0
10 | 25 | 21 | [17 empty] | 0 | 0
10 | 25 | 22 | [17 empty] | 0 | 0
10 | 25 | 23 | [17 empty] | 0 | 0
10 | 25 | 24 | [17 empty] | 0 | 0
10 | 26 | 1 | [17 empty] | 0 | 0
10 | 26 | 2 | [17 empty] | 0 | 0
10 | 26 | 3 | [17 empty] | 0 | 0
10 | 26 | 4 | [17 empty] | 0 | 0
10 | 26 | 5 | [17 empty] | 0 | 0
10 | 26 | 6 | [17 empty] | 0 | 0
10 | 26 | 7 | [17 empty] | 0 | 0
10 | 26 | 8 | [17 empty] | 0 | 0
10 | 26 | 9 | [17 empty] | 0 | 0
10 | 26 | 10 | [17 empty] | 0 | 0
10 | 26 | 11 | [17 empty] | 0 | 0
10 | 26 | 12 | [17 empty] | 0 | 0
10 | 26 | 13 | [17 empty] | 0 | 0
10 | 26 | 14 | [17 empty] | 0 | 0
10 | 26 | 15 | [17 empty] | 0 | 0
10 | 26 | 16 | [17 empty] | 0 | 0
10 | 26 | 17 | [17 empty] | 0 | 0
10 | 26 | 18 | [17 empty] | 0 | 0
10 | 26 | 19 | [17 empty] | 0 | 0
10 | 26 | 20 | [17 empty] | 0 | 0
10 | 26 | 21 | [17 empty] | 0 | 0
10 | 26 | 22 | [17 empty] | 0 | 0
10 | 26 | 23 | [17 empty] | 0 | 0
10 | 26 | 24 | [17 empty] | 0 | 0
10 | 27 | 1 | [17 empty] | 0 | 0
10 | 27 | 2 | [17 empty] | 0 | 0
10 | 27 | 3 | [17 empty] | 0 | 0
10 | 27 | 4 | [17 empty] | 0 | 0
10 | 27 | 5 | [17 empty] | 0 | 0
10 | 27 | 6 | [17 empty] | 0 | 0
10 | 27 | 7 | [17 empty] | 0 | 0
10 | 27 | 8 | [17 empty] | 0 | 0
10 | 27 | 9 | [17 empty] | 0 | 0
10 | 27 | 10 | [17 empty] | 0 | 0
10 | 27 | 11 | [17 empty] | 0 | 0
10 | 27 | 12 | [17 empty] | 0 | 0
10 | 27 | 13 | [17 empty] | 0 | 0
10 | 27 | 14 | [17 empty] | 0 | 0
10 | 27 | 15 | [17 empty] | 0 | 0
10 | 27 | 16 | [17 empty] | 0 | 0
10 | 27 | 17 | [17 empty] | 0 | 0
10 | 27 | 18 | [17 empty] | 0 | 0
10 | 27 | 19 | [17 empty] | 0 | 0
10 | 27 | 20 | [17 empty] | 0 | 0
10 | 27 | 21 | [17 empty] | 0 | 0
10 | 27 | 22 | [17 empty] | 0 | 0
10 | 27 | 23 | [17 empty] | 0 | 0
10 | 27 | 24 | [17 empty] | 0 | 0
10 | 28 | 1 | [17 empty] | 0 | 0
10 | 28 | 2 | [17 empty] | 0 | 0
10 | 28 | 3 | [17 empty] | 0 | 0
10 | 28 | 4 | [17 empty] | 0 | 0
10 | 28 | 5 | [17 empty] | 0 | 0
10 | 28 | 6 | [17 empty] | 0 | 0
10 | 28 | 7 | [17 empty] | 0 | 0
10 | 28 | 8 | [17 empty] | 0 | 0
10 | 28 | 9 | [17 empty] | 0 | 0
10 | 28 | 10 | [17 empty] | 0 | 0
10 | 28 | 11 | [17 empty] | 0 | 0
10 | 28 | 12 | [17 empty] | 0 | 0
10 | 28 | 13 | [17 empty] | 0 | 0
10 | 28 | 14 | [17 empty] | 0 | 0
10 | 28 | 15 | [17 empty] | 0 | 0
10 | 28 | 16 | [17 empty] | 0 | 0
10 | 28 | 17 | [17 empty] | 0 | 0
10 | 28 | 18 | [17 empty] | 0 | 0
10 | 28 | 19 | [17 empty] | 0 | 0
10 | 28 | 20 | [17 empty] | 0 | 0
10 | 28 | 21 | [17 empty] | 0 | 0
10 | 28 | 22 | [17 empty] | 0 | 0
10 | 28 | 23 | [17 empty] | 0 | 0
10 | 28 | 24 | [17 empty] | 0 | 0
10 | 29 | 1 | [17 empty] | 0 | 0
10 | 29 | 2 | [17 empty] | 0 | 0
10 | 29 | 3 | [17 empty] | 0 | 0
10 | 29 | 4 | [17 empty] | 0 | 0
10 | 29 | 5 | [17 empty] | 0 | 0
10 | 29 | 6 | [17 empty] | 0 | 0
10 | 29 | 7 | [17 empty] | 0 | 0
10 | 29 | 8 | [17 empty] | 0 | 0
10 | 29 | 9 | [17 empty] | 0 | 0
10 | 29 | 10 | [17 empty] | 0 | 0
10 | 29 | 11 | [17 empty] | 0 | 0
10 | 29 | 12 | [17 empty] | 0 | 0
10 | 29 | 13 | [17 empty] | 0 | 0
10 | 29 | 14 | [17 empty] | 0 | 0
10 | 29 | 15 | [17 empty] | 0 | 0
10 | 29 | 16 | [17 empty] | 0 | 0
10 | 29 | 17 | [17 empty] | 0 | 0
10 | 29 | 18 | [17 empty] | 0 | 0
10 | 29 | 19 | [17 empty] | 0 | 0
10 | 29 | 20 | [17 empty] | 0 | 0
10 | 29 | 21 | [17 empty] | 0 | 0
10 | 29 | 22 | [17 empty] | 0 | 0
10 | 29 | 23 | [17 empty] | 0 | 0
10 | 29 | 24 | [17 empty] | 0 | 0
10 | 30 | 1 | [17 empty] | 0 | 0
10 | 30 | 2 | [17 empty] | 0 | 0
10 | 30 | 3 | [17 empty] | 0 | 0
10 | 30 | 4 | [17 empty] | 0 | 0
10 | 30 | 5 | [17 empty] | 0 | 0
10 | 30 | 6 | [17 empty] | 0 | 0
10 | 30 | 7 | [17 empty] | 0 | 0
10 | 30 | 8 | [17 empty] | 0 | 0
10 | 30 | 9 | [17 empty] | 0 | 0
10 | 30 | 10 | [17 empty] | 0 | 0
10 | 30 | 11 | [17 empty] | 0 | 0
10 | 30 | 12 | [17 empty] | 0 | 0
10 | 30 | 13 | [17 empty] | 0 | 0
10 | 30 | 14 | [17 empty] | 0 | 0
10 | 30 | 15 | [17 empty] | 0 | 0
10 | 30 | 16 | [17 empty] | 0 | 0
10 | 30 | 17 | [17 empty] | 0 | 0
10 | 30 | 18 | [17 empty] | 0 | 0
10 | 30 | 19 | [17 empty] | 0 | 0
10 | 30 | 20 | [17 empty] | 0 | 0
10 | 30 | 21 | [17 empty] | 0 | 0
10 | 30 | 22 | [17 empty] | 0 | 0
10 | 30 | 23 | [17 empty] | 0 | 0
10 | 30 | 24 | [17 empty] | 0 | 0
10 | 31 | 1 | [17 empty] | 0 | 0
10 | 31 | 2 | [17 empty] | 0 | 0
10 | 31 | 3 | [17 empty] | 0 | 0
10 | 31 | 4 | [17 empty] | 0 | 0
10 | 31 | 5 | [17 empty] | 0 | 0
10 | 31 | 6 | [17 empty] | 0 | 0
10 | 31 | 7 | [17 empty] | 0 | 0
10 | 31 | 8 | [17 empty] | 0 | 0
10 | 31 | 9 | [17 empty] | 0 | 0
10 | 31 | 10 | [17 empty] | 0 | 0
10 | 31 | 11 | [17 empty] | 0 | 0
10 | 31 | 12 | [17 empty] | 0 | 0
10 | 31 | 13 | [17 empty] | 0 | 0
10 | 31 | 14 | [17 empty] | 0 | 0
10 | 31 | 15 | [17 empty] | 0 | 0
10 | 31 | 16 | [17 empty] | 0 | 0
10 | 31 | 17 | [17 empty] | 0 | 0
10 | 31 | 18 | [17 empty] | 0 | 0
10 | 31 | 19 | [17 empty] | 0 | 0
10 | 31 | 20 | [17 empty] | 0 | 0
10 | 31 | 21 | [17 empty] | 0 | 0
10 | 31 | 22 | [17 empty] | 0 | 0
10 | 31 | 23 | [17 empty] | 0 | 0
10 | 31 | 24 | [17 empty] | 0 | 0
11 | 1 | 1 | [17 empty] | 0 | 0
11 | 1 | 2 | [17 empty] | 0 | 0
11 | 1 | 3 | [17 empty] | 0 | 0
11 | 1 | 4 | [17 empty] | 0 | 0
11 | 1 | 5 | [17 empty] | 0 | 0
11 | 1 | 6 | [17 empty] | 0 | 0
11 | 1 | 7 | [17 empty] | 0 | 0
11 | 1 | 8 | [17 empty] | 0 | 0
11 | 1 | 9 | [17 empty] | 0 | 0
11 | 1 | 10 | [17 empty] | 0 | 0
11 | 1 | 11 | [17 empty] | 0 | 0
11 | 1 | 12 | [17 empty] | 0 | 0
11 | 1 | 13 | [17 empty] | 0 | 0
11 | 1 | 14 | [17 empty] | 0 | 0
11 | 1 | 15 | [17 empty] | 0 | 0
11 | 1 | 16 | [17 empty] | 0 | 0
11 | 1 | 17 | [17 empty] | 0 | 0
11 | 1 | 18 | [17 empty] | 0 | 0
11 | 1 | 19 | [17 empty] | 0 | 0
11 | 1 | 20 | [17 empty] | 0 | 0
11 | 1 | 21 | [17 empty] | 0 | 0
11 | 1 | 22 | [17 empty] | 0 | 0
11 | 1 | 23 | [17 empty] | 0 | 0
11 | 1 | 24 | [17 empty] | 0 | 0
11 | 2 | 1 | [17 empty] | 0 | 0
11 | 2 | 2 | [17 empty] | 0 | 0
11 | 2 | 3 | [17 empty] | 0 | 0
11 | 2 | 4 | [17 empty] | 0 | 0
11 | 2 | 5 | [17 empty] | 0 | 0
11 | 2 | 6 | [17 empty] | 0 | 0
11 | 2 | 7 | [17 empty] | 0 | 0
11 | 2 | 8 | [17 empty] | 0 | 0
11 | 2 | 9 | [17 empty] | 0 | 0
11 | 2 | 10 | [17 empty] | 0 | 0
11 | 2 | 11 | [17 empty] | 0 | 0
11 | 2 | 12 | [17 empty] | 0 | 0
11 | 2 | 13 | [17 empty] | 0 | 0
11 | 2 | 14 | [17 empty] | 0 | 0
11 | 2 | 15 | [17 empty] | 0 | 0
11 | 2 | 16 | [17 empty] | 0 | 0
11 | 2 | 17 | [17 empty] | 0 | 0
11 | 2 | 18 | [17 empty] | 0 | 0
11 | 2 | 19 | [17 empty] | 0 | 0
11 | 2 | 20 | [17 empty] | 0 | 0
11 | 2 | 21 | [17 empty] | 0 | 0
11 | 2 | 22 | [17 empty] | 0 | 0
11 | 2 | 23 | [17 empty] | 0 | 0
11 | 2 | 24 | [17 empty] | 0 | 0
11 | 3 | 1 | [17 empty] | 0 | 0
11 | 3 | 2 | [17 empty] | 0 | 0
11 | 3 | 3 | [17 empty] | 0 | 0
11 | 3 | 4 | [17 empty] | 0 | 0
11 | 3 | 5 | [17 empty] | 0 | 0
11 | 3 | 6 | [17 empty] | 0 | 0
11 | 3 | 7 | [17 empty] | 0 | 0
11 | 3 | 8 | [17 empty] | 0 | 0
11 | 3 | 9 | [17 empty] | 0 | 0
11 | 3 | 10 | [17 empty] | 0 | 0
11 | 3 | 11 | [17 empty] | 0 | 0
11 | 3 | 12 | [17 empty] | 0 | 0
11 | 3 | 13 | [17 empty] | 0 | 0
11 | 3 | 14 | [17 empty] | 0 | 0
11 | 3 | 15 | [17 empty] | 0 | 0
11 | 3 | 16 | [17 empty] | 0 | 0
11 | 3 | 17 | [17 empty] | 0 | 0
11 | 3 | 18 | [17 empty] | 0 | 0
11 | 3 | 19 | [17 empty] | 0 | 0
11 | 3 | 20 | [17 empty] | 0 | 0
11 | 3 | 21 | [17 empty] | 0 | 0
11 | 3 | 22 | [17 empty] | 0 | 0
11 | 3 | 23 | [17 empty] | 0 | 0
11 | 3 | 24 | [17 empty] | 0 | 0
11 | 4 | 1 | [17 empty] | 0 | 0
11 | 4 | 2 | [17 empty] | 0 | 0
11 | 4 | 3 | [17 empty] | 0 | 0
11 | 4 | 4 | [17 empty] | 0 | 0
11 | 4 | 5 | [17 empty] | 0 | 0
11 | 4 | 6 | [17 empty] | 0 | 0
11 | 4 | 7 | [17 empty] | 0 | 0
11 | 4 | 8 | [17 empty] | 0 | 0
11 | 4 | 9 | [17 empty] | 0 | 0
11 | 4 | 10 | [17 empty] | 0 | 0
11 | 4 | 11 | [17 empty] | 0 | 0
11 | 4 | 12 | [17 empty] | 0 | 0
11 | 4 | 13 | [17 empty] | 0 | 0
11 | 4 | 14 | [17 empty] | 0 | 0
11 | 4 | 15 | [17 empty] | 0 | 0
11 | 4 | 16 | [17 empty] | 0 | 0
11 | 4 | 17 | [17 empty] | 0 | 0
11 | 4 | 18 | [17 empty] | 0 | 0
11 | 4 | 19 | [17 empty] | 0 | 0
11 | 4 | 20 | [17 empty] | 0 | 0
11 | 4 | 21 | [17 empty] | 0 | 0
11 | 4 | 22 | [17 empty] | 0 | 0
11 | 4 | 23 | [17 empty] | 0 | 0
11 | 4 | 24 | [17 empty] | 0 | 0
11 | 5 | 1 | [17 empty] | 0 | 0
11 | 5 | 2 | [17 empty] | 0 | 0
11 | 5 | 3 | [17 empty] | 0 | 0
11 | 5 | 4 | [17 empty] | 0 | 0
11 | 5 | 5 | [17 empty] | 0 | 0
11 | 5 | 6 | [17 empty] | 0 | 0
11 | 5 | 7 | [17 empty] | 0 | 0
11 | 5 | 8 | [17 empty] | 0 | 0
11 | 5 | 9 | [17 empty] | 0 | 0
11 | 5 | 10 | [17 empty] | 0 | 0
11 | 5 | 11 | [17 empty] | 0 | 0
11 | 5 | 12 | [17 empty] | 0 | 0
11 | 5 | 13 | [17 empty] | 0 | 0
11 | 5 | 14 | [17 empty] | 0 | 0
11 | 5 | 15 | [17 empty] | 0 | 0
11 | 5 | 16 | [17 empty] | 0 | 0
11 | 5 | 17 | [17 empty] | 0 | 0
11 | 5 | 18 | [17 empty] | 0 | 0
11 | 5 | 19 | [17 empty] | 0 | 0
11 | 5 | 20 | [17 empty] | 0 | 0
11 | 5 | 21 | [17 empty] | 0 | 0
11 | 5 | 22 | [17 empty] | 0 | 0
11 | 5 | 23 | [17 empty] | 0 | 0
11 | 5 | 24 | [17 empty] | 0 | 0
11 | 6 | 1 | [17 empty] | 0 | 0
11 | 6 | 2 | [17 empty] | 0 | 0
11 | 6 | 3 | [17 empty] | 0 | 0
11 | 6 | 4 | [17 empty] | 0 | 0
11 | 6 | 5 | [17 empty] | 0 | 0
11 | 6 | 6 | [17 empty] | 0 | 0
11 | 6 | 7 | [17 empty] | 0 | 0
11 | 6 | 8 | [17 empty] | 0 | 0
11 | 6 | 9 | [17 empty] | 0 | 0
11 | 6 | 10 | [17 empty] | 0 | 0
11 | 6 | 11 | [17 empty] | 0 | 0
11 | 6 | 12 | [17 empty] | 0 | 0
11 | 6 | 13 | [17 empty] | 0 | 0
11 | 6 | 14 | [17 empty] | 0 | 0
11 | 6 | 15 | [17 empty] | 0 | 0
11 | 6 | 16 | [17 empty] | 0 | 0
11 | 6 | 17 | [17 empty] | 0 | 0
11 | 6 | 18 | [17 empty] | 0 | 0
11 | 6 | 19 | [17 empty] | 0 | 0
11 | 6 | 20 | [17 empty] | 0 | 0
11 | 6 | 21 | [17 empty] | 0 | 0
11 | 6 | 22 | [17 empty] | 0 | 0
11 | 6 | 23 | [17 empty] | 0 | 0
11 | 6 | 24 | [17 empty] | 0 | 0
11 | 7 | 1 | [17 empty] | 0 | 0
11 | 7 | 2 | [17 empty] | 0 | 0
11 | 7 | 3 | [17 empty] | 0 | 0
11 | 7 | 4 | [17 empty] | 0 | 0
11 | 7 | 5 | [17 empty] | 0 | 0
11 | 7 | 6 | [17 empty] | 0 | 0
11 | 7 | 7 | [17 empty] | 0 | 0
11 | 7 | 8 | [17 empty] | 0 | 0
11 | 7 | 9 | [17 empty] | 0 | 0
11 | 7 | 10 | [17 empty] | 0 | 0
11 | 7 | 11 | [17 empty] | 0 | 0
11 | 7 | 12 | [17 empty] | 0 | 0
11 | 7 | 13 | [17 empty] | 0 | 0
11 | 7 | 14 | [17 empty] | 0 | 0
11 | 7 | 15 | [17 empty] | 0 | 0
11 | 7 | 16 | [17 empty] | 0 | 0
11 | 7 | 17 | [17 empty] | 0 | 0
11 | 7 | 18 | [17 empty] | 0 | 0
11 | 7 | 19 | [17 empty] | 0 | 0
11 | 7 | 20 | [17 empty] | 0 | 0
11 | 7 | 21 | [17 empty] | 0 | 0
11 | 7 | 22 | [17 empty] | 0 | 0
11 | 7 | 23 | [17 empty] | 0 | 0
11 | 7 | 24 | [17 empty] | 0 | 0
11 | 8 | 1 | [17 empty] | 0 | 0
11 | 8 | 2 | [17 empty] | 0 | 0
11 | 8 | 3 | [17 empty] | 0 | 0
11 | 8 | 4 | [17 empty] | 0 | 0
11 | 8 | 5 | [17 empty] | 0 | 0
11 | 8 | 6 | [17 empty] | 0 | 0
11 | 8 | 7 | [17 empty] | 0 | 0
11 | 8 | 8 | [17 empty] | 0 | 0
11 | 8 | 9 | [17 empty] | 0 | 0
11 | 8 | 10 | [17 empty] | 0 | 0
11 | 8 | 11 | [17 empty] | 0 | 0
11 | 8 | 12 | [17 empty] | 0 | 0
11 | 8 | 13 | [17 empty] | 0 | 0
11 | 8 | 14 | [17 empty] | 0 | 0
11 | 8 | 15 | [17 empty] | 0 | 0
11 | 8 | 16 | [17 empty] | 0 | 0
11 | 8 | 17 | [17 empty] | 0 | 0
11 | 8 | 18 | [17 empty] | 0 | 0
11 | 8 | 19 | [17 empty] | 0 | 0
11 | 8 | 20 | [17 empty] | 0 | 0
11 | 8 | 21 | [17 empty] | 0 | 0
11 | 8 | 22 | [17 empty] | 0 | 0
11 | 8 | 23 | [17 empty] | 0 | 0
11 | 8 | 24 | [17 empty] | 0 | 0
11 | 9 | 1 | [17 empty] | 0 | 0
11 | 9 | 2 | [17 empty] | 0 | 0
11 | 9 | 3 | [17 empty] | 0 | 0
11 | 9 | 4 | [17 empty] | 0 | 0
11 | 9 | 5 | [17 empty] | 0 | 0
11 | 9 | 6 | [17 empty] | 0 | 0
11 | 9 | 7 | [17 empty] | 0 | 0
11 | 9 | 8 | [17 empty] | 0 | 0
11 | 9 | 9 | [17 empty] | 0 | 0
11 | 9 | 10 | [17 empty] | 0 | 0
11 | 9 | 11 | [17 empty] | 0 | 0
11 | 9 | 12 | [17 empty] | 0 | 0
11 | 9 | 13 | [17 empty] | 0 | 0
11 | 9 | 14 | [17 empty] | 0 | 0
11 | 9 | 15 | [17 empty] | 0 | 0
11 | 9 | 16 | [17 empty] | 0 | 0
11 | 9 | 17 | [17 empty] | 0 | 0
11 | 9 | 18 | [17 empty] | 0 | 0
11 | 9 | 19 | [17 empty] | 0 | 0
11 | 9 | 20 | [17 empty] | 0 | 0
11 | 9 | 21 | [17 empty] | 0 | 0
11 | 9 | 22 | [17 empty] | 0 | 0
11 | 9 | 23 | [17 empty] | 0 | 0
11 | 9 | 24 | [17 empty] | 0 | 0
11 | 10 | 1 | [17 empty] | 0 | 0
11 | 10 | 2 | [17 empty] | 0 | 0
11 | 10 | 3 | [17 empty] | 0 | 0
11 | 10 | 4 | [17 empty] | 0 | 0
11 | 10 | 5 | [17 empty] | 0 | 0
11 | 10 | 6 | [17 empty] | 0 | 0
11 | 10 | 7 | [17 empty] | 0 | 0
11 | 10 | 8 | [17 empty] | 0 | 0
11 | 10 | 9 | [17 empty] | 0 | 0
11 | 10 | 10 | [17 empty] | 0 | 0
11 | 10 | 11 | [17 empty] | 0 | 0
11 | 10 | 12 | [17 empty] | 0 | 0
11 | 10 | 13 | [17 empty] | 0 | 0
11 | 10 | 14 | [17 empty] | 0 | 0
11 | 10 | 15 | [17 empty] | 0 | 0
11 | 10 | 16 | [17 empty] | 0 | 0
11 | 10 | 17 | [17 empty] | 0 | 0
11 | 10 | 18 | [17 empty] | 0 | 0
11 | 10 | 19 | [17 empty] | 0 | 0
11 | 10 | 20 | [17 empty] | 0 | 0
11 | 10 | 21 | [17 empty] | 0 | 0
11 | 10 | 22 | [17 empty] | 0 | 0
11 | 10 | 23 | [17 empty] | 0 | 0
11 | 10 | 24 | [17 empty] | 0 | 0
11 | 11 | 1 | [17 empty] | 0 | 0
11 | 11 | 2 | [17 empty] | 0 | 0
11 | 11 | 3 | [17 empty] | 0 | 0
11 | 11 | 4 | [17 empty] | 0 | 0
11 | 11 | 5 | [17 empty] | 0 | 0
11 | 11 | 6 | [17 empty] | 0 | 0
11 | 11 | 7 | [17 empty] | 0 | 0
11 | 11 | 8 | [17 empty] | 0 | 0
11 | 11 | 9 | [17 empty] | 0 | 0
11 | 11 | 10 | [17 empty] | 0 | 0
11 | 11 | 11 | [17 empty] | 0 | 0
11 | 11 | 12 | [17 empty] | 0 | 0
11 | 11 | 13 | [17 empty] | 0 | 0
11 | 11 | 14 | [17 empty] | 0 | 0
11 | 11 | 15 | [17 empty] | 0 | 0
11 | 11 | 16 | [17 empty] | 0 | 0
11 | 11 | 17 | [17 empty] | 0 | 0
11 | 11 | 18 | [17 empty] | 0 | 0
11 | 11 | 19 | [17 empty] | 0 | 0
11 | 11 | 20 | [17 empty] | 0 | 0
11 | 11 | 21 | [17 empty] | 0 | 0
11 | 11 | 22 | [17 empty] | 0 | 0
11 | 11 | 23 | [17 empty] | 0 | 0
11 | 11 | 24 | [17 empty] | 0 | 0
11 | 12 | 1 | [17 empty] | 0 | 0
11 | 12 | 2 | [17 empty] | 0 | 0
11 | 12 | 3 | [17 empty] | 0 | 0
11 | 12 | 4 | [17 empty] | 0 | 0
11 | 12 | 5 | [17 empty] | 0 | 0
11 | 12 | 6 | [17 empty] | 0 | 0
11 | 12 | 7 | [17 empty] | 0 | 0
11 | 12 | 8 | [17 empty] | 0 | 0
11 | 12 | 9 | [17 empty] | 0 | 0
11 | 12 | 10 | [17 empty] | 0 | 0
11 | 12 | 11 | [17 empty] | 0 | 0
11 | 12 | 12 | [17 empty] | 0 | 0
11 | 12 | 13 | [17 empty] | 0 | 0
11 | 12 | 14 | [17 empty] | 0 | 0
11 | 12 | 15 | [17 empty] | 0 | 0
11 | 12 | 16 | [17 empty] | 0 | 0
11 | 12 | 17 | [17 empty] | 0 | 0
11 | 12 | 18 | [17 empty] | 0 | 0
11 | 12 | 19 | [17 empty] | 0 | 0
11 | 12 | 20 | [17 empty] | 0 | 0
11 | 12 | 21 | [17 empty] | 0 | 0
11 | 12 | 22 | [17 empty] | 0 | 0
11 | 12 | 23 | [17 empty] | 0 | 0
11 | 12 | 24 | [17 empty] | 0 | 0
11 | 13 | 1 | [17 empty] | 0 | 0
11 | 13 | 2 | [17 empty] | 0 | 0
11 | 13 | 3 | [17 empty] | 0 | 0
11 | 13 | 4 | [17 empty] | 0 | 0
11 | 13 | 5 | [17 empty] | 0 | 0
11 | 13 | 6 | [17 empty] | 0 | 0
11 | 13 | 7 | [17 empty] | 0 | 0
11 | 13 | 8 | [17 empty] | 0 | 0
11 | 13 | 9 | [17 empty] | 0 | 0
11 | 13 | 10 | [17 empty] | 0 | 0
11 | 13 | 11 | [17 empty] | 0 | 0
11 | 13 | 12 | [17 empty] | 0 | 0
11 | 13 | 13 | [17 empty] | 0 | 0
11 | 13 | 14 | [17 empty] | 0 | 0
11 | 13 | 15 | [17 empty] | 0 | 0
11 | 13 | 16 | [17 empty] | 0 | 0
11 | 13 | 17 | [17 empty] | 0 | 0
11 | 13 | 18 | [17 empty] | 0 | 0
11 | 13 | 19 | [17 empty] | 0 | 0
11 | 13 | 20 | [17 empty] | 0 | 0
11 | 13 | 21 | [17 empty] | 0 | 0
11 | 13 | 22 | [17 empty] | 0 | 0
11 | 13 | 23 | [17 empty] | 0 | 0
11 | 13 | 24 | [17 empty] | 0 | 0
11 | 14 | 1 | [17 empty] | 0 | 0
11 | 14 | 2 | [17 empty] | 0 | 0
11 | 14 | 3 | [17 empty] | 0 | 0
11 | 14 | 4 | [17 empty] | 0 | 0
11 | 14 | 5 | [17 empty] | 0 | 0
11 | 14 | 6 | [17 empty] | 0 | 0
11 | 14 | 7 | [17 empty] | 0 | 0
11 | 14 | 8 | [17 empty] | 0 | 0
11 | 14 | 9 | [17 empty] | 0 | 0
11 | 14 | 10 | [17 empty] | 0 | 0
11 | 14 | 11 | [17 empty] | 0 | 0
11 | 14 | 12 | [17 empty] | 0 | 0
11 | 14 | 13 | [17 empty] | 0 | 0
11 | 14 | 14 | [17 empty] | 0 | 0
11 | 14 | 15 | [17 empty] | 0 | 0
11 | 14 | 16 | [17 empty] | 0 | 0
11 | 14 | 17 | [17 empty] | 0 | 0
11 | 14 | 18 | [17 empty] | 0 | 0
11 | 14 | 19 | [17 empty] | 0 | 0
11 | 14 | 20 | [17 empty] | 0 | 0
11 | 14 | 21 | [17 empty] | 0 | 0
11 | 14 | 22 | [17 empty] | 0 | 0
11 | 14 | 23 | [17 empty] | 0 | 0
11 | 14 | 24 | [17 empty] | 0 | 0
11 | 15 | 1 | [17 empty] | 0 | 0
11 | 15 | 2 | [17 empty] | 0 | 0
11 | 15 | 3 | [17 empty] | 0 | 0
11 | 15 | 4 | [17 empty] | 0 | 0
11 | 15 | 5 | [17 empty] | 0 | 0
11 | 15 | 6 | [17 empty] | 0 | 0
11 | 15 | 7 | [17 empty] | 0 | 0
11 | 15 | 8 | [17 empty] | 0 | 0
11 | 15 | 9 | [17 empty] | 0 | 0
11 | 15 | 10 | [17 empty] | 0 | 0
11 | 15 | 11 | [17 empty] | 0 | 0
11 | 15 | 12 | [17 empty] | 0 | 0
11 | 15 | 13 | [17 empty] | 0 | 0
11 | 15 | 14 | [17 empty] | 0 | 0
11 | 15 | 15 | [17 empty] | 0 | 0
11 | 15 | 16 | [17 empty] | 0 | 0
11 | 15 | 17 | [17 empty] | 0 | 0
11 | 15 | 18 | [17 empty] | 0 | 0
11 | 15 | 19 | [17 empty] | 0 | 0
11 | 15 | 20 | [17 empty] | 0 | 0
11 | 15 | 21 | [17 empty] | 0 | 0
11 | 15 | 22 | [17 empty] | 0 | 0
11 | 15 | 23 | [17 empty] | 0 | 0
11 | 15 | 24 | [17 empty] | 0 | 0
11 | 16 | 1 | [17 empty] | 0 | 0
11 | 16 | 2 | [17 empty] | 0 | 0
11 | 16 | 3 | [17 empty] | 0 | 0
11 | 16 | 4 | [17 empty] | 0 | 0
11 | 16 | 5 | [17 empty] | 0 | 0
11 | 16 | 6 | [17 empty] | 0 | 0
11 | 16 | 7 | [17 empty] | 0 | 0
11 | 16 | 8 | [17 empty] | 0 | 0
11 | 16 | 9 | [17 empty] | 0 | 0
11 | 16 | 10 | [17 empty] | 0 | 0
11 | 16 | 11 | [17 empty] | 0 | 0
11 | 16 | 12 | [17 empty] | 0 | 0
11 | 16 | 13 | [17 empty] | 0 | 0
11 | 16 | 14 | [17 empty] | 0 | 0
11 | 16 | 15 | [17 empty] | 0 | 0
11 | 16 | 16 | [17 empty] | 0 | 0
11 | 16 | 17 | [17 empty] | 0 | 0
11 | 16 | 18 | [17 empty] | 0 | 0
11 | 16 | 19 | [17 empty] | 0 | 0
11 | 16 | 20 | [17 empty] | 0 | 0
11 | 16 | 21 | [17 empty] | 0 | 0
11 | 16 | 22 | [17 empty] | 0 | 0
11 | 16 | 23 | [17 empty] | 0 | 0
11 | 16 | 24 | [17 empty] | 0 | 0
11 | 17 | 1 | [17 empty] | 0 | 0
11 | 17 | 2 | [17 empty] | 0 | 0
11 | 17 | 3 | [17 empty] | 0 | 0
11 | 17 | 4 | [17 empty] | 0 | 0
11 | 17 | 5 | [17 empty] | 0 | 0
11 | 17 | 6 | [17 empty] | 0 | 0
11 | 17 | 7 | [17 empty] | 0 | 0
11 | 17 | 8 | [17 empty] | 0 | 0
11 | 17 | 9 | [17 empty] | 0 | 0
11 | 17 | 10 | [17 empty] | 0 | 0
11 | 17 | 11 | [17 empty] | 0 | 0
11 | 17 | 12 | [17 empty] | 0 | 0
11 | 17 | 13 | [17 empty] | 0 | 0
11 | 17 | 14 | [17 empty] | 0 | 0
11 | 17 | 15 | [17 empty] | 0 | 0
11 | 17 | 16 | [17 empty] | 0 | 0
11 | 17 | 17 | [17 empty] | 0 | 0
11 | 17 | 18 | [17 empty] | 0 | 0
11 | 17 | 19 | [17 empty] | 0 | 0
11 | 17 | 20 | [17 empty] | 0 | 0
11 | 17 | 21 | [17 empty] | 0 | 0
11 | 17 | 22 | [17 empty] | 0 | 0
11 | 17 | 23 | [17 empty] | 0 | 0
11 | 17 | 24 | [17 empty] | 0 | 0
11 | 18 | 1 | [17 empty] | 0 | 0
11 | 18 | 2 | [17 empty] | 0 | 0
11 | 18 | 3 | [17 empty] | 0 | 0
11 | 18 | 4 | [17 empty] | 0 | 0
11 | 18 | 5 | [17 empty] | 0 | 0
11 | 18 | 6 | [17 empty] | 0 | 0
11 | 18 | 7 | [17 empty] | 0 | 0
11 | 18 | 8 | [17 empty] | 0 | 0
11 | 18 | 9 | [17 empty] | 0 | 0
11 | 18 | 10 | [17 empty] | 0 | 0
11 | 18 | 11 | [17 empty] | 0 | 0
11 | 18 | 12 | [17 empty] | 0 | 0
11 | 18 | 13 | [17 empty] | 0 | 0
11 | 18 | 14 | [17 empty] | 0 | 0
11 | 18 | 15 | [17 empty] | 0 | 0
11 | 18 | 16 | [17 empty] | 0 | 0
11 | 18 | 17 | [17 empty] | 0 | 0
11 | 18 | 18 | [17 empty] | 0 | 0
11 | 18 | 19 | [17 empty] | 0 | 0
11 | 18 | 20 | [17 empty] | 0 | 0
11 | 18 | 21 | [17 empty] | 0 | 0
11 | 18 | 22 | [17 empty] | 0 | 0
11 | 18 | 23 | [17 empty] | 0 | 0
11 | 18 | 24 | [17 empty] | 0 | 0
11 | 19 | 1 | [17 empty] | 0 | 0
11 | 19 | 2 | [17 empty] | 0 | 0
11 | 19 | 3 | [17 empty] | 0 | 0
11 | 19 | 4 | [17 empty] | 0 | 0
11 | 19 | 5 | [17 empty] | 0 | 0
11 | 19 | 6 | [17 empty] | 0 | 0
11 | 19 | 7 | [17 empty] | 0 | 0
11 | 19 | 8 | [17 empty] | 0 | 0
11 | 19 | 9 | [17 empty] | 0 | 0
11 | 19 | 10 | [17 empty] | 0 | 0
11 | 19 | 11 | [17 empty] | 0 | 0
11 | 19 | 12 | [17 empty] | 0 | 0
11 | 19 | 13 | [17 empty] | 0 | 0
11 | 19 | 14 | [17 empty] | 0 | 0
11 | 19 | 15 | [17 empty] | 0 | 0
11 | 19 | 16 | [17 empty] | 0 | 0
11 | 19 | 17 | [17 empty] | 0 | 0
11 | 19 | 18 | [17 empty] | 0 | 0
11 | 19 | 19 | [17 empty] | 0 | 0
11 | 19 | 20 | [17 empty] | 0 | 0
11 | 19 | 21 | [17 empty] | 0 | 0
11 | 19 | 22 | [17 empty] | 0 | 0
11 | 19 | 23 | [17 empty] | 0 | 0
11 | 19 | 24 | [17 empty] | 0 | 0
11 | 20 | 1 | [17 empty] | 0 | 0
11 | 20 | 2 | [17 empty] | 0 | 0
11 | 20 | 3 | [17 empty] | 0 | 0
11 | 20 | 4 | [17 empty] | 0 | 0
11 | 20 | 5 | [17 empty] | 0 | 0
11 | 20 | 6 | [17 empty] | 0 | 0
11 | 20 | 7 | [17 empty] | 0 | 0
11 | 20 | 8 | [17 empty] | 0 | 0
11 | 20 | 9 | [17 empty] | 0 | 0
11 | 20 | 10 | [17 empty] | 0 | 0
11 | 20 | 11 | [17 empty] | 0 | 0
11 | 20 | 12 | [17 empty] | 0 | 0
11 | 20 | 13 | [17 empty] | 0 | 0
11 | 20 | 14 | [17 empty] | 0 | 0
11 | 20 | 15 | [17 empty] | 0 | 0
11 | 20 | 16 | [17 empty] | 0 | 0
11 | 20 | 17 | [17 empty] | 0 | 0
11 | 20 | 18 | [17 empty] | 0 | 0
11 | 20 | 19 | [17 empty] | 0 | 0
11 | 20 | 20 | [17 empty] | 0 | 0
11 | 20 | 21 | [17 empty] | 0 | 0
11 | 20 | 22 | [17 empty] | 0 | 0
11 | 20 | 23 | [17 empty] | 0 | 0
11 | 20 | 24 | [17 empty] | 0 | 0
11 | 21 | 1 | [17 empty] | 0 | 0
11 | 21 | 2 | [17 empty] | 0 | 0
11 | 21 | 3 | [17 empty] | 0 | 0
11 | 21 | 4 | [17 empty] | 0 | 0
11 | 21 | 5 | [17 empty] | 0 | 0
11 | 21 | 6 | [17 empty] | 0 | 0
11 | 21 | 7 | [17 empty] | 0 | 0
11 | 21 | 8 | [17 empty] | 0 | 0
11 | 21 | 9 | [17 empty] | 0 | 0
11 | 21 | 10 | [17 empty] | 0 | 0
11 | 21 | 11 | [17 empty] | 0 | 0
11 | 21 | 12 | [17 empty] | 0 | 0
11 | 21 | 13 | [17 empty] | 0 | 0
11 | 21 | 14 | [17 empty] | 0 | 0
11 | 21 | 15 | [17 empty] | 0 | 0
11 | 21 | 16 | [17 empty] | 0 | 0
11 | 21 | 17 | [17 empty] | 0 | 0
11 | 21 | 18 | [17 empty] | 0 | 0
11 | 21 | 19 | [17 empty] | 0 | 0
11 | 21 | 20 | [17 empty] | 0 | 0
11 | 21 | 21 | [17 empty] | 0 | 0
11 | 21 | 22 | [17 empty] | 0 | 0
11 | 21 | 23 | [17 empty] | 0 | 0
11 | 21 | 24 | [17 empty] | 0 | 0
11 | 22 | 1 | [17 empty] | 0 | 0
11 | 22 | 2 | [17 empty] | 0 | 0
11 | 22 | 3 | [17 empty] | 0 | 0
11 | 22 | 4 | [17 empty] | 0 | 0
11 | 22 | 5 | [17 empty] | 0 | 0
11 | 22 | 6 | [17 empty] | 0 | 0
11 | 22 | 7 | [17 empty] | 0 | 0
11 | 22 | 8 | [17 empty] | 0 | 0
11 | 22 | 9 | [17 empty] | 0 | 0
11 | 22 | 10 | [17 empty] | 0 | 0
11 | 22 | 11 | [17 empty] | 0 | 0
11 | 22 | 12 | [17 empty] | 0 | 0
11 | 22 | 13 | [17 empty] | 0 | 0
11 | 22 | 14 | [17 empty] | 0 | 0
11 | 22 | 15 | [17 empty] | 0 | 0
11 | 22 | 16 | [17 empty] | 0 | 0
11 | 22 | 17 | [17 empty] | 0 | 0
11 | 22 | 18 | [17 empty] | 0 | 0
11 | 22 | 19 | [17 empty] | 0 | 0
11 | 22 | 20 | [17 empty] | 0 | 0
11 | 22 | 21 | [17 empty] | 0 | 0
11 | 22 | 22 | [17 empty] | 0 | 0
11 | 22 | 23 | [17 empty] | 0 | 0
11 | 22 | 24 | [17 empty] | 0 | 0
11 | 23 | 1 | [17 empty] | 0 | 0
11 | 23 | 2 | [17 empty] | 0 | 0
11 | 23 | 3 | [17 empty] | 0 | 0
11 | 23 | 4 | [17 empty] | 0 | 0
11 | 23 | 5 | [17 empty] | 0 | 0
11 | 23 | 6 | [17 empty] | 0 | 0
11 | 23 | 7 | [17 empty] | 0 | 0
11 | 23 | 8 | [17 empty] | 0 | 0
11 | 23 | 9 | [17 empty] | 0 | 0
11 | 23 | 10 | [17 empty] | 0 | 0
11 | 23 | 11 | [17 empty] | 0 | 0
11 | 23 | 12 | [17 empty] | 0 | 0
11 | 23 | 13 | [17 empty] | 0 | 0
11 | 23 | 14 | [17 empty] | 0 | 0
11 | 23 | 15 | [17 empty] | 0 | 0
11 | 23 | 16 | [17 empty] | 0 | 0
11 | 23 | 17 | [17 empty] | 0 | 0
11 | 23 | 18 | [17 empty] | 0 | 0
11 | 23 | 19 | [17 empty] | 0 | 0
11 | 23 | 20 | [17 empty] | 0 | 0
11 | 23 | 21 | [17 empty] | 0 | 0
11 | 23 | 22 | [17 empty] | 0 | 0
11 | 23 | 23 | [17 empty] | 0 | 0
11 | 23 | 24 | [17 empty] | 0 | 0
11 | 24 | 1 | [17 empty] | 0 | 0
11 | 24 | 2 | [17 empty] | 0 | 0
11 | 24 | 3 | [17 empty] | 0 | 0
11 | 24 | 4 | [17 empty] | 0 | 0
11 | 24 | 5 | [17 empty] | 0 | 0
11 | 24 | 6 | [17 empty] | 0 | 0
11 | 24 | 7 | [17 empty] | 0 | 0
11 | 24 | 8 | [17 empty] | 0 | 0
11 | 24 | 9 | [17 empty] | 0 | 0
11 | 24 | 10 | [17 empty] | 0 | 0
11 | 24 | 11 | [17 empty] | 0 | 0
11 | 24 | 12 | [17 empty] | 0 | 0
11 | 24 | 13 | [17 empty] | 0 | 0
11 | 24 | 14 | [17 empty] | 0 | 0
11 | 24 | 15 | [17 empty] | 0 | 0
11 | 24 | 16 | [17 empty] | 0 | 0
11 | 24 | 17 | [17 empty] | 0 | 0
11 | 24 | 18 | [17 empty] | 0 | 0
11 | 24 | 19 | [17 empty] | 0 | 0
11 | 24 | 20 | [17 empty] | 0 | 0
11 | 24 | 21 | [17 empty] | 0 | 0
11 | 24 | 22 | [17 empty] | 0 | 0
11 | 24 | 23 | [17 empty] | 0 | 0
11 | 24 | 24 | [17 empty] | 0 | 0
11 | 25 | 1 | [17 empty] | 0 | 0
11 | 25 | 2 | [17 empty] | 0 | 0
11 | 25 | 3 | [17 empty] | 0 | 0
11 | 25 | 4 | [17 empty] | 0 | 0
11 | 25 | 5 | [17 empty] | 0 | 0
11 | 25 | 6 | [17 empty] | 0 | 0
11 | 25 | 7 | [17 empty] | 0 | 0
11 | 25 | 8 | [17 empty] | 0 | 0
11 | 25 | 9 | [17 empty] | 0 | 0
11 | 25 | 10 | [17 empty] | 0 | 0
11 | 25 | 11 | [17 empty] | 0 | 0
11 | 25 | 12 | [17 empty] | 0 | 0
11 | 25 | 13 | [17 empty] | 0 | 0
11 | 25 | 14 | [17 empty] | 0 | 0
11 | 25 | 15 | [17 empty] | 0 | 0
11 | 25 | 16 | [17 empty] | 0 | 0
11 | 25 | 17 | [17 empty] | 0 | 0
11 | 25 | 18 | [17 empty] | 0 | 0
11 | 25 | 19 | [17 empty] | 0 | 0
11 | 25 | 20 | [17 empty] | 0 | 0
11 | 25 | 21 | [17 empty] | 0 | 0
11 | 25 | 22 | [17 empty] | 0 | 0
11 | 25 | 23 | [17 empty] | 0 | 0
11 | 25 | 24 | [17 empty] | 0 | 0
11 | 26 | 1 | [17 empty] | 0 | 0
11 | 26 | 2 | [17 empty] | 0 | 0
11 | 26 | 3 | [17 empty] | 0 | 0
11 | 26 | 4 | [17 empty] | 0 | 0
11 | 26 | 5 | [17 empty] | 0 | 0
11 | 26 | 6 | [17 empty] | 0 | 0
11 | 26 | 7 | [17 empty] | 0 | 0
11 | 26 | 8 | [17 empty] | 0 | 0
11 | 26 | 9 | [17 empty] | 0 | 0
11 | 26 | 10 | [17 empty] | 0 | 0
11 | 26 | 11 | [17 empty] | 0 | 0
11 | 26 | 12 | [17 empty] | 0 | 0
11 | 26 | 13 | [17 empty] | 0 | 0
11 | 26 | 14 | [17 empty] | 0 | 0
11 | 26 | 15 | [17 empty] | 0 | 0
11 | 26 | 16 | [17 empty] | 0 | 0
11 | 26 | 17 | [17 empty] | 0 | 0
11 | 26 | 18 | [17 empty] | 0 | 0
11 | 26 | 19 | [17 empty] | 0 | 0
11 | 26 | 20 | [17 empty] | 0 | 0
11 | 26 | 21 | [17 empty] | 0 | 0
11 | 26 | 22 | [17 empty] | 0 | 0
11 | 26 | 23 | [17 empty] | 0 | 0
11 | 26 | 24 | [17 empty] | 0 | 0
11 | 27 | 1 | [17 empty] | 0 | 0
11 | 27 | 2 | [17 empty] | 0 | 0
11 | 27 | 3 | [17 empty] | 0 | 0
11 | 27 | 4 | [17 empty] | 0 | 0
11 | 27 | 5 | [17 empty] | 0 | 0
11 | 27 | 6 | [17 empty] | 0 | 0
11 | 27 | 7 | [17 empty] | 0 | 0
11 | 27 | 8 | [17 empty] | 0 | 0
11 | 27 | 9 | [17 empty] | 0 | 0
11 | 27 | 10 | [17 empty] | 0 | 0
11 | 27 | 11 | [17 empty] | 0 | 0
11 | 27 | 12 | [17 empty] | 0 | 0
11 | 27 | 13 | [17 empty] | 0 | 0
11 | 27 | 14 | [17 empty] | 0 | 0
11 | 27 | 15 | [17 empty] | 0 | 0
11 | 27 | 16 | [17 empty] | 0 | 0
11 | 27 | 17 | [17 empty] | 0 | 0
11 | 27 | 18 | [17 empty] | 0 | 0
11 | 27 | 19 | [17 empty] | 0 | 0
11 | 27 | 20 | [17 empty] | 0 | 0
11 | 27 | 21 | [17 empty] | 0 | 0
11 | 27 | 22 | [17 empty] | 0 | 0
11 | 27 | 23 | [17 empty] | 0 | 0
11 | 27 | 24 | [17 empty] | 0 | 0
11 | 28 | 1 | [17 empty] | 0 | 0
11 | 28 | 2 | [17 empty] | 0 | 0
11 | 28 | 3 | [17 empty] | 0 | 0
11 | 28 | 4 | [17 empty] | 0 | 0
11 | 28 | 5 | [17 empty] | 0 | 0
11 | 28 | 6 | [17 empty] | 0 | 0
11 | 28 | 7 | [17 empty] | 0 | 0
11 | 28 | 8 | [17 empty] | 0 | 0
11 | 28 | 9 | [17 empty] | 0 | 0
11 | 28 | 10 | [17 empty] | 0 | 0
11 | 28 | 11 | [17 empty] | 0 | 0
11 | 28 | 12 | [17 empty] | 0 | 0
11 | 28 | 13 | [17 empty] | 0 | 0
11 | 28 | 14 | [17 empty] | 0 | 0
11 | 28 | 15 | [17 empty] | 0 | 0
11 | 28 | 16 | [17 empty] | 0 | 0
11 | 28 | 17 | [17 empty] | 0 | 0
11 | 28 | 18 | [17 empty] | 0 | 0
11 | 28 | 19 | [17 empty] | 0 | 0
11 | 28 | 20 | [17 empty] | 0 | 0
11 | 28 | 21 | [17 empty] | 0 | 0
11 | 28 | 22 | [17 empty] | 0 | 0
11 | 28 | 23 | [17 empty] | 0 | 0
11 | 28 | 24 | [17 empty] | 0 | 0
11 | 29 | 1 | [17 empty] | 0 | 0
11 | 29 | 2 | [17 empty] | 0 | 0
11 | 29 | 3 | [17 empty] | 0 | 0
11 | 29 | 4 | [17 empty] | 0 | 0
11 | 29 | 5 | [17 empty] | 0 | 0
11 | 29 | 6 | [17 empty] | 0 | 0
11 | 29 | 7 | [17 empty] | 0 | 0
11 | 29 | 8 | [17 empty] | 0 | 0
11 | 29 | 9 | [17 empty] | 0 | 0
11 | 29 | 10 | [17 empty] | 0 | 0
11 | 29 | 11 | [17 empty] | 0 | 0
11 | 29 | 12 | [17 empty] | 0 | 0
11 | 29 | 13 | [17 empty] | 0 | 0
11 | 29 | 14 | [17 empty] | 0 | 0
11 | 29 | 15 | [17 empty] | 0 | 0
11 | 29 | 16 | [17 empty] | 0 | 0
11 | 29 | 17 | [17 empty] | 0 | 0
11 | 29 | 18 | [17 empty] | 0 | 0
11 | 29 | 19 | [17 empty] | 0 | 0
11 | 29 | 20 | [17 empty] | 0 | 0
11 | 29 | 21 | [17 empty] | 0 | 0
11 | 29 | 22 | [17 empty] | 0 | 0
11 | 29 | 23 | [17 empty] | 0 | 0
11 | 29 | 24 | [17 empty] | 0 | 0
11 | 30 | 1 | [17 empty] | 0 | 0
11 | 30 | 2 | [17 empty] | 0 | 0
11 | 30 | 3 | [17 empty] | 0 | 0
11 | 30 | 4 | [17 empty] | 0 | 0
11 | 30 | 5 | [17 empty] | 0 | 0
11 | 30 | 6 | [17 empty] | 0 | 0
11 | 30 | 7 | [17 empty] | 0 | 0
11 | 30 | 8 | [17 empty] | 0 | 0
11 | 30 | 9 | [17 empty] | 0 | 0
11 | 30 | 10 | [17 empty] | 0 | 0
11 | 30 | 11 | [17 empty] | 0 | 0
11 | 30 | 12 | [17 empty] | 0 | 0
11 | 30 | 13 | [17 empty] | 0 | 0
11 | 30 | 14 | [17 empty] | 0 | 0
11 | 30 | 15 | [17 empty] | 0 | 0
11 | 30 | 16 | [17 empty] | 0 | 0
11 | 30 | 17 | [17 empty] | 0 | 0
11 | 30 | 18 | [17 empty] | 0 | 0
11 | 30 | 19 | [17 empty] | 0 | 0
11 | 30 | 20 | [17 empty] | 0 | 0
11 | 30 | 21 | [17 empty] | 0 | 0
11 | 30 | 22 | [17 empty] | 0 | 0
11 | 30 | 23 | [17 empty] | 0 | 0
11 | 30 | 24 | [17 empty] | 0 | 0
12 | 1 | 1 | [17 empty] | 0 | 0
12 | 1 | 2 | [17 empty] | 0 | 0
12 | 1 | 3 | [17 empty] | 0 | 0
12 | 1 | 4 | [17 empty] | 0 | 0
12 | 1 | 5 | [17 empty] | 0 | 0
12 | 1 | 6 | [17 empty] | 0 | 0
12 | 1 | 7 | [17 empty] | 0 | 0
12 | 1 | 8 | [17 empty] | 0 | 0
12 | 1 | 9 | [17 empty] | 0 | 0
12 | 1 | 10 | [17 empty] | 0 | 0
12 | 1 | 11 | [17 empty] | 0 | 0
12 | 1 | 12 | [17 empty] | 0 | 0
12 | 1 | 13 | [17 empty] | 0 | 0
12 | 1 | 14 | [17 empty] | 0 | 0
12 | 1 | 15 | [17 empty] | 0 | 0
12 | 1 | 16 | [17 empty] | 0 | 0
12 | 1 | 17 | [17 empty] | 0 | 0
12 | 1 | 18 | [17 empty] | 0 | 0
12 | 1 | 19 | [17 empty] | 0 | 0
12 | 1 | 20 | [17 empty] | 0 | 0
12 | 1 | 21 | [17 empty] | 0 | 0
12 | 1 | 22 | [17 empty] | 0 | 0
12 | 1 | 23 | [17 empty] | 0 | 0
12 | 1 | 24 | [17 empty] | 0 | 0
12 | 2 | 1 | [17 empty] | 0 | 0
12 | 2 | 2 | [17 empty] | 0 | 0
12 | 2 | 3 | [17 empty] | 0 | 0
12 | 2 | 4 | [17 empty] | 0 | 0
12 | 2 | 5 | [17 empty] | 0 | 0
12 | 2 | 6 | [17 empty] | 0 | 0
12 | 2 | 7 | [17 empty] | 0 | 0
12 | 2 | 8 | [17 empty] | 0 | 0
12 | 2 | 9 | [17 empty] | 0 | 0
12 | 2 | 10 | [17 empty] | 0 | 0
12 | 2 | 11 | [17 empty] | 0 | 0
12 | 2 | 12 | [17 empty] | 0 | 0
12 | 2 | 13 | [17 empty] | 0 | 0
12 | 2 | 14 | [17 empty] | 0 | 0
12 | 2 | 15 | [17 empty] | 0 | 0
12 | 2 | 16 | [17 empty] | 0 | 0
12 | 2 | 17 | [17 empty] | 0 | 0
12 | 2 | 18 | [17 empty] | 0 | 0
12 | 2 | 19 | [17 empty] | 0 | 0
12 | 2 | 20 | [17 empty] | 0 | 0
12 | 2 | 21 | [17 empty] | 0 | 0
12 | 2 | 22 | [17 empty] | 0 | 0
12 | 2 | 23 | [17 empty] | 0 | 0
12 | 2 | 24 | [17 empty] | 0 | 0
12 | 3 | 1 | [17 empty] | 0 | 0
12 | 3 | 2 | [17 empty] | 0 | 0
12 | 3 | 3 | [17 empty] | 0 | 0
12 | 3 | 4 | [17 empty] | 0 | 0
12 | 3 | 5 | [17 empty] | 0 | 0
12 | 3 | 6 | [17 empty] | 0 | 0
12 | 3 | 7 | [17 empty] | 0 | 0
12 | 3 | 8 | [17 empty] | 0 | 0
12 | 3 | 9 | [17 empty] | 0 | 0
12 | 3 | 10 | [17 empty] | 0 | 0
12 | 3 | 11 | [17 empty] | 0 | 0
12 | 3 | 12 | [17 empty] | 0 | 0
12 | 3 | 13 | [17 empty] | 0 | 0
12 | 3 | 14 | [17 empty] | 0 | 0
12 | 3 | 15 | [17 empty] | 0 | 0
12 | 3 | 16 | [17 empty] | 0 | 0
12 | 3 | 17 | [17 empty] | 0 | 0
12 | 3 | 18 | [17 empty] | 0 | 0
12 | 3 | 19 | [17 empty] | 0 | 0
12 | 3 | 20 | [17 empty] | 0 | 0
12 | 3 | 21 | [17 empty] | 0 | 0
12 | 3 | 22 | [17 empty] | 0 | 0
12 | 3 | 23 | [17 empty] | 0 | 0
12 | 3 | 24 | [17 empty] | 0 | 0
12 | 4 | 1 | [17 empty] | 0 | 0
12 | 4 | 2 | [17 empty] | 0 | 0
12 | 4 | 3 | [17 empty] | 0 | 0
12 | 4 | 4 | [17 empty] | 0 | 0
12 | 4 | 5 | [17 empty] | 0 | 0
12 | 4 | 6 | [17 empty] | 0 | 0
12 | 4 | 7 | [17 empty] | 0 | 0
12 | 4 | 8 | [17 empty] | 0 | 0
12 | 4 | 9 | [17 empty] | 0 | 0
12 | 4 | 10 | [17 empty] | 0 | 0
12 | 4 | 11 | [17 empty] | 0 | 0
12 | 4 | 12 | [17 empty] | 0 | 0
12 | 4 | 13 | [17 empty] | 0 | 0
12 | 4 | 14 | [17 empty] | 0 | 0
12 | 4 | 15 | [17 empty] | 0 | 0
12 | 4 | 16 | [17 empty] | 0 | 0
12 | 4 | 17 | [17 empty] | 0 | 0
12 | 4 | 18 | [17 empty] | 0 | 0
12 | 4 | 19 | [17 empty] | 0 | 0
12 | 4 | 20 | [17 empty] | 0 | 0
12 | 4 | 21 | [17 empty] | 0 | 0
12 | 4 | 22 | [17 empty] | 0 | 0
12 | 4 | 23 | [17 empty] | 0 | 0
12 | 4 | 24 | [17 empty] | 0 | 0
12 | 5 | 1 | [17 empty] | 0 | 0
12 | 5 | 2 | [17 empty] | 0 | 0
12 | 5 | 3 | [17 empty] | 0 | 0
12 | 5 | 4 | [17 empty] | 0 | 0
12 | 5 | 5 | [17 empty] | 0 | 0
12 | 5 | 6 | [17 empty] | 0 | 0
12 | 5 | 7 | [17 empty] | 0 | 0
12 | 5 | 8 | [17 empty] | 0 | 0
12 | 5 | 9 | [17 empty] | 0 | 0
12 | 5 | 10 | [17 empty] | 0 | 0
12 | 5 | 11 | [17 empty] | 0 | 0
12 | 5 | 12 | [17 empty] | 0 | 0
12 | 5 | 13 | [17 empty] | 0 | 0
12 | 5 | 14 | [17 empty] | 0 | 0
12 | 5 | 15 | [17 empty] | 0 | 0
12 | 5 | 16 | [17 empty] | 0 | 0
12 | 5 | 17 | [17 empty] | 0 | 0
12 | 5 | 18 | [17 empty] | 0 | 0
12 | 5 | 19 | [17 empty] | 0 | 0
12 | 5 | 20 | [17 empty] | 0 | 0
12 | 5 | 21 | [17 empty] | 0 | 0
12 | 5 | 22 | [17 empty] | 0 | 0
12 | 5 | 23 | [17 empty] | 0 | 0
12 | 5 | 24 | [17 empty] | 0 | 0
12 | 6 | 1 | [17 empty] | 0 | 0
12 | 6 | 2 | [17 empty] | 0 | 0
12 | 6 | 3 | [17 empty] | 0 | 0
12 | 6 | 4 | [17 empty] | 0 | 0
12 | 6 | 5 | [17 empty] | 0 | 0
12 | 6 | 6 | [17 empty] | 0 | 0
12 | 6 | 7 | [17 empty] | 0 | 0
12 | 6 | 8 | [17 empty] | 0 | 0
12 | 6 | 9 | [17 empty] | 0 | 0
12 | 6 | 10 | [17 empty] | 0 | 0
12 | 6 | 11 | [17 empty] | 0 | 0
12 | 6 | 12 | [17 empty] | 0 | 0
12 | 6 | 13 | [17 empty] | 0 | 0
12 | 6 | 14 | [17 empty] | 0 | 0
12 | 6 | 15 | [17 empty] | 0 | 0
12 | 6 | 16 | [17 empty] | 0 | 0
12 | 6 | 17 | [17 empty] | 0 | 0
12 | 6 | 18 | [17 empty] | 0 | 0
12 | 6 | 19 | [17 empty] | 0 | 0
12 | 6 | 20 | [17 empty] | 0 | 0
12 | 6 | 21 | [17 empty] | 0 | 0
12 | 6 | 22 | [17 empty] | 0 | 0
12 | 6 | 23 | [17 empty] | 0 | 0
12 | 6 | 24 | [17 empty] | 0 | 0
12 | 7 | 1 | [17 empty] | 0 | 0
12 | 7 | 2 | [17 empty] | 0 | 0
12 | 7 | 3 | [17 empty] | 0 | 0
12 | 7 | 4 | [17 empty] | 0 | 0
12 | 7 | 5 | [17 empty] | 0 | 0
12 | 7 | 6 | [17 empty] | 0 | 0
12 | 7 | 7 | [17 empty] | 0 | 0
12 | 7 | 8 | [17 empty] | 0 | 0
12 | 7 | 9 | [17 empty] | 0 | 0
12 | 7 | 10 | [17 empty] | 0 | 0
12 | 7 | 11 | [17 empty] | 0 | 0
12 | 7 | 12 | [17 empty] | 0 | 0
12 | 7 | 13 | [17 empty] | 0 | 0
12 | 7 | 14 | [17 empty] | 0 | 0
12 | 7 | 15 | [17 empty] | 0 | 0
12 | 7 | 16 | [17 empty] | 0 | 0
12 | 7 | 17 | [17 empty] | 0 | 0
12 | 7 | 18 | [17 empty] | 0 | 0
12 | 7 | 19 | [17 empty] | 0 | 0
12 | 7 | 20 | [17 empty] | 0 | 0
12 | 7 | 21 | [17 empty] | 0 | 0
12 | 7 | 22 | [17 empty] | 0 | 0
12 | 7 | 23 | [17 empty] | 0 | 0
12 | 7 | 24 | [17 empty] | 0 | 0
12 | 8 | 1 | [17 empty] | 0 | 0
12 | 8 | 2 | [17 empty] | 0 | 0
12 | 8 | 3 | [17 empty] | 0 | 0
12 | 8 | 4 | [17 empty] | 0 | 0
12 | 8 | 5 | [17 empty] | 0 | 0
12 | 8 | 6 | [17 empty] | 0 | 0
12 | 8 | 7 | [17 empty] | 0 | 0
12 | 8 | 8 | [17 empty] | 0 | 0
12 | 8 | 9 | [17 empty] | 0 | 0
12 | 8 | 10 | [17 empty] | 0 | 0
12 | 8 | 11 | [17 empty] | 0 | 0
12 | 8 | 12 | [17 empty] | 0 | 0
12 | 8 | 13 | [17 empty] | 0 | 0
12 | 8 | 14 | [17 empty] | 0 | 0
12 | 8 | 15 | [17 empty] | 0 | 0
12 | 8 | 16 | [17 empty] | 0 | 0
12 | 8 | 17 | [17 empty] | 0 | 0
12 | 8 | 18 | [17 empty] | 0 | 0
12 | 8 | 19 | [17 empty] | 0 | 0
12 | 8 | 20 | [17 empty] | 0 | 0
12 | 8 | 21 | [17 empty] | 0 | 0
12 | 8 | 22 | [17 empty] | 0 | 0
12 | 8 | 23 | [17 empty] | 0 | 0
12 | 8 | 24 | [17 empty] | 0 | 0
12 | 9 | 1 | [17 empty] | 0 | 0
12 | 9 | 2 | [17 empty] | 0 | 0
12 | 9 | 3 | [17 empty] | 0 | 0
12 | 9 | 4 | [17 empty] | 0 | 0
12 | 9 | 5 | [17 empty] | 0 | 0
12 | 9 | 6 | [17 empty] | 0 | 0
12 | 9 | 7 | [17 empty] | 0 | 0
12 | 9 | 8 | [17 empty] | 0 | 0
12 | 9 | 9 | [17 empty] | 0 | 0
12 | 9 | 10 | [17 empty] | 0 | 0
12 | 9 | 11 | [17 empty] | 0 | 0
12 | 9 | 12 | [17 empty] | 0 | 0
12 | 9 | 13 | [17 empty] | 0 | 0
12 | 9 | 14 | [17 empty] | 0 | 0
12 | 9 | 15 | [17 empty] | 0 | 0
12 | 9 | 16 | [17 empty] | 0 | 0
12 | 9 | 17 | [17 empty] | 0 | 0
12 | 9 | 18 | [17 empty] | 0 | 0
12 | 9 | 19 | [17 empty] | 0 | 0
12 | 9 | 20 | [17 empty] | 0 | 0
12 | 9 | 21 | [17 empty] | 0 | 0
12 | 9 | 22 | [17 empty] | 0 | 0
12 | 9 | 23 | [17 empty] | 0 | 0
12 | 9 | 24 | [17 empty] | 0 | 0
12 | 10 | 1 | [17 empty] | 0 | 0
12 | 10 | 2 | [17 empty] | 0 | 0
12 | 10 | 3 | [17 empty] | 0 | 0
12 | 10 | 4 | [17 empty] | 0 | 0
12 | 10 | 5 | [17 empty] | 0 | 0
12 | 10 | 6 | [17 empty] | 0 | 0
12 | 10 | 7 | [17 empty] | 0 | 0
12 | 10 | 8 | [17 empty] | 0 | 0
12 | 10 | 9 | [17 empty] | 0 | 0
12 | 10 | 10 | [17 empty] | 0 | 0
12 | 10 | 11 | [17 empty] | 0 | 0
12 | 10 | 12 | [17 empty] | 0 | 0
12 | 10 | 13 | [17 empty] | 0 | 0
12 | 10 | 14 | [17 empty] | 0 | 0
12 | 10 | 15 | [17 empty] | 0 | 0
12 | 10 | 16 | [17 empty] | 0 | 0
12 | 10 | 17 | [17 empty] | 0 | 0
12 | 10 | 18 | [17 empty] | 0 | 0
12 | 10 | 19 | [17 empty] | 0 | 0
12 | 10 | 20 | [17 empty] | 0 | 0
12 | 10 | 21 | [17 empty] | 0 | 0
12 | 10 | 22 | [17 empty] | 0 | 0
12 | 10 | 23 | [17 empty] | 0 | 0
12 | 10 | 24 | [17 empty] | 0 | 0
12 | 11 | 1 | [17 empty] | 0 | 0
12 | 11 | 2 | [17 empty] | 0 | 0
12 | 11 | 3 | [17 empty] | 0 | 0
12 | 11 | 4 | [17 empty] | 0 | 0
12 | 11 | 5 | [17 empty] | 0 | 0
12 | 11 | 6 | [17 empty] | 0 | 0
12 | 11 | 7 | [17 empty] | 0 | 0
12 | 11 | 8 | [17 empty] | 0 | 0
12 | 11 | 9 | [17 empty] | 0 | 0
12 | 11 | 10 | [17 empty] | 0 | 0
12 | 11 | 11 | [17 empty] | 0 | 0
12 | 11 | 12 | [17 empty] | 0 | 0
12 | 11 | 13 | [17 empty] | 0 | 0
12 | 11 | 14 | [17 empty] | 0 | 0
12 | 11 | 15 | [17 empty] | 0 | 0
12 | 11 | 16 | [17 empty] | 0 | 0
12 | 11 | 17 | [17 empty] | 0 | 0
12 | 11 | 18 | [17 empty] | 0 | 0
12 | 11 | 19 | [17 empty] | 0 | 0
12 | 11 | 20 | [17 empty] | 0 | 0
12 | 11 | 21 | [17 empty] | 0 | 0
12 | 11 | 22 | [17 empty] | 0 | 0
12 | 11 | 23 | [17 empty] | 0 | 0
12 | 11 | 24 | [17 empty] | 0 | 0
12 | 12 | 1 | [17 empty] | 0 | 0
12 | 12 | 2 | [17 empty] | 0 | 0
12 | 12 | 3 | [17 empty] | 0 | 0
12 | 12 | 4 | [17 empty] | 0 | 0
12 | 12 | 5 | [17 empty] | 0 | 0
12 | 12 | 6 | [17 empty] | 0 | 0
12 | 12 | 7 | [17 empty] | 0 | 0
12 | 12 | 8 | [17 empty] | 0 | 0
12 | 12 | 9 | [17 empty] | 0 | 0
12 | 12 | 10 | [17 empty] | 0 | 0
12 | 12 | 11 | [17 empty] | 0 | 0
12 | 12 | 12 | [17 empty] | 0 | 0
12 | 12 | 13 | [17 empty] | 0 | 0
12 | 12 | 14 | [17 empty] | 0 | 0
12 | 12 | 15 | [17 empty] | 0 | 0
12 | 12 | 16 | [17 empty] | 0 | 0
12 | 12 | 17 | [17 empty] | 0 | 0
12 | 12 | 18 | [17 empty] | 0 | 0
12 | 12 | 19 | [17 empty] | 0 | 0
12 | 12 | 20 | [17 empty] | 0 | 0
12 | 12 | 21 | [17 empty] | 0 | 0
12 | 12 | 22 | [17 empty] | 0 | 0
12 | 12 | 23 | [17 empty] | 0 | 0
12 | 12 | 24 | [17 empty] | 0 | 0
12 | 13 | 1 | [17 empty] | 0 | 0
12 | 13 | 2 | [17 empty] | 0 | 0
12 | 13 | 3 | [17 empty] | 0 | 0
12 | 13 | 4 | [17 empty] | 0 | 0
12 | 13 | 5 | [17 empty] | 0 | 0
12 | 13 | 6 | [17 empty] | 0 | 0
12 | 13 | 7 | [17 empty] | 0 | 0
12 | 13 | 8 | [17 empty] | 0 | 0
12 | 13 | 9 | [17 empty] | 0 | 0
12 | 13 | 10 | [17 empty] | 0 | 0
12 | 13 | 11 | [17 empty] | 0 | 0
12 | 13 | 12 | [17 empty] | 0 | 0
12 | 13 | 13 | [17 empty] | 0 | 0
12 | 13 | 14 | [17 empty] | 0 | 0
12 | 13 | 15 | [17 empty] | 0 | 0
12 | 13 | 16 | [17 empty] | 0 | 0
12 | 13 | 17 | [17 empty] | 0 | 0
12 | 13 | 18 | [17 empty] | 0 | 0
12 | 13 | 19 | [17 empty] | 0 | 0
12 | 13 | 20 | [17 empty] | 0 | 0
12 | 13 | 21 | [17 empty] | 0 | 0
12 | 13 | 22 | [17 empty] | 0 | 0
12 | 13 | 23 | [17 empty] | 0 | 0
12 | 13 | 24 | [17 empty] | 0 | 0
12 | 14 | 1 | [17 empty] | 0 | 0
12 | 14 | 2 | [17 empty] | 0 | 0
12 | 14 | 3 | [17 empty] | 0 | 0
12 | 14 | 4 | [17 empty] | 0 | 0
12 | 14 | 5 | [17 empty] | 0 | 0
12 | 14 | 6 | [17 empty] | 0 | 0
12 | 14 | 7 | [17 empty] | 0 | 0
12 | 14 | 8 | [17 empty] | 0 | 0
12 | 14 | 9 | [17 empty] | 0 | 0
12 | 14 | 10 | [17 empty] | 0 | 0
12 | 14 | 11 | [17 empty] | 0 | 0
12 | 14 | 12 | [17 empty] | 0 | 0
12 | 14 | 13 | [17 empty] | 0 | 0
12 | 14 | 14 | [17 empty] | 0 | 0
12 | 14 | 15 | [17 empty] | 0 | 0
12 | 14 | 16 | [17 empty] | 0 | 0
12 | 14 | 17 | [17 empty] | 0 | 0
12 | 14 | 18 | [17 empty] | 0 | 0
12 | 14 | 19 | [17 empty] | 0 | 0
12 | 14 | 20 | [17 empty] | 0 | 0
12 | 14 | 21 | [17 empty] | 0 | 0
12 | 14 | 22 | [17 empty] | 0 | 0
12 | 14 | 23 | [17 empty] | 0 | 0
12 | 14 | 24 | [17 empty] | 0 | 0
12 | 15 | 1 | [17 empty] | 0 | 0
12 | 15 | 2 | [17 empty] | 0 | 0
12 | 15 | 3 | [17 empty] | 0 | 0
12 | 15 | 4 | [17 empty] | 0 | 0
12 | 15 | 5 | [17 empty] | 0 | 0
12 | 15 | 6 | [17 empty] | 0 | 0
12 | 15 | 7 | [17 empty] | 0 | 0
12 | 15 | 8 | [17 empty] | 0 | 0
12 | 15 | 9 | [17 empty] | 0 | 0
12 | 15 | 10 | [17 empty] | 0 | 0
12 | 15 | 11 | [17 empty] | 0 | 0
12 | 15 | 12 | [17 empty] | 0 | 0
12 | 15 | 13 | [17 empty] | 0 | 0
12 | 15 | 14 | [17 empty] | 0 | 0
12 | 15 | 15 | [17 empty] | 0 | 0
12 | 15 | 16 | [17 empty] | 0 | 0
12 | 15 | 17 | [17 empty] | 0 | 0
12 | 15 | 18 | [17 empty] | 0 | 0
12 | 15 | 19 | [17 empty] | 0 | 0
12 | 15 | 20 | [17 empty] | 0 | 0
12 | 15 | 21 | [17 empty] | 0 | 0
12 | 15 | 22 | [17 empty] | 0 | 0
12 | 15 | 23 | [17 empty] | 0 | 0
12 | 15 | 24 | [17 empty] | 0 | 0
12 | 16 | 1 | [17 empty] | 0 | 0
12 | 16 | 2 | [17 empty] | 0 | 0
12 | 16 | 3 | [17 empty] | 0 | 0
12 | 16 | 4 | [17 empty] | 0 | 0
12 | 16 | 5 | [17 empty] | 0 | 0
12 | 16 | 6 | [17 empty] | 0 | 0
12 | 16 | 7 | [17 empty] | 0 | 0
12 | 16 | 8 | [17 empty] | 0 | 0
12 | 16 | 9 | [17 empty] | 0 | 0
12 | 16 | 10 | [17 empty] | 0 | 0
12 | 16 | 11 | [17 empty] | 0 | 0
12 | 16 | 12 | [17 empty] | 0 | 0
12 | 16 | 13 | [17 empty] | 0 | 0
12 | 16 | 14 | [17 empty] | 0 | 0
12 | 16 | 15 | [17 empty] | 0 | 0
12 | 16 | 16 | [17 empty] | 0 | 0
12 | 16 | 17 | [17 empty] | 0 | 0
12 | 16 | 18 | [17 empty] | 0 | 0
12 | 16 | 19 | [17 empty] | 0 | 0
12 | 16 | 20 | [17 empty] | 0 | 0
12 | 16 | 21 | [17 empty] | 0 | 0
12 | 16 | 22 | [17 empty] | 0 | 0
12 | 16 | 23 | [17 empty] | 0 | 0
12 | 16 | 24 | [17 empty] | 0 | 0
12 | 17 | 1 | [17 empty] | 0 | 0
12 | 17 | 2 | [17 empty] | 0 | 0
12 | 17 | 3 | [17 empty] | 0 | 0
12 | 17 | 4 | [17 empty] | 0 | 0
12 | 17 | 5 | [17 empty] | 0 | 0
12 | 17 | 6 | [17 empty] | 0 | 0
12 | 17 | 7 | [17 empty] | 0 | 0
12 | 17 | 8 | [17 empty] | 0 | 0
12 | 17 | 9 | [17 empty] | 0 | 0
12 | 17 | 10 | [17 empty] | 0 | 0
12 | 17 | 11 | [17 empty] | 0 | 0
12 | 17 | 12 | [17 empty] | 0 | 0
12 | 17 | 13 | [17 empty] | 0 | 0
12 | 17 | 14 | [17 empty] | 0 | 0
12 | 17 | 15 | [17 empty] | 0 | 0
12 | 17 | 16 | [17 empty] | 0 | 0
12 | 17 | 17 | [17 empty] | 0 | 0
12 | 17 | 18 | [17 empty] | 0 | 0
12 | 17 | 19 | [17 empty] | 0 | 0
12 | 17 | 20 | [17 empty] | 0 | 0
12 | 17 | 21 | [17 empty] | 0 | 0
12 | 17 | 22 | [17 empty] | 0 | 0
12 | 17 | 23 | [17 empty] | 0 | 0
12 | 17 | 24 | [17 empty] | 0 | 0
12 | 18 | 1 | [17 empty] | 0 | 0
12 | 18 | 2 | [17 empty] | 0 | 0
12 | 18 | 3 | [17 empty] | 0 | 0
12 | 18 | 4 | [17 empty] | 0 | 0
12 | 18 | 5 | [17 empty] | 0 | 0
12 | 18 | 6 | [17 empty] | 0 | 0
12 | 18 | 7 | [17 empty] | 0 | 0
12 | 18 | 8 | [17 empty] | 0 | 0
12 | 18 | 9 | [17 empty] | 0 | 0
12 | 18 | 10 | [17 empty] | 0 | 0
12 | 18 | 11 | [17 empty] | 0 | 0
12 | 18 | 12 | [17 empty] | 0 | 0
12 | 18 | 13 | [17 empty] | 0 | 0
12 | 18 | 14 | [17 empty] | 0 | 0
12 | 18 | 15 | [17 empty] | 0 | 0
12 | 18 | 16 | [17 empty] | 0 | 0
12 | 18 | 17 | [17 empty] | 0 | 0
12 | 18 | 18 | [17 empty] | 0 | 0
12 | 18 | 19 | [17 empty] | 0 | 0
12 | 18 | 20 | [17 empty] | 0 | 0
12 | 18 | 21 | [17 empty] | 0 | 0
12 | 18 | 22 | [17 empty] | 0 | 0
12 | 18 | 23 | [17 empty] | 0 | 0
12 | 18 | 24 | [17 empty] | 0 | 0
12 | 19 | 1 | [17 empty] | 0 | 0
12 | 19 | 2 | [17 empty] | 0 | 0
12 | 19 | 3 | [17 empty] | 0 | 0
12 | 19 | 4 | [17 empty] | 0 | 0
12 | 19 | 5 | [17 empty] | 0 | 0
12 | 19 | 6 | [17 empty] | 0 | 0
12 | 19 | 7 | [17 empty] | 0 | 0
12 | 19 | 8 | [17 empty] | 0 | 0
12 | 19 | 9 | [17 empty] | 0 | 0
12 | 19 | 10 | [17 empty] | 0 | 0
12 | 19 | 11 | [17 empty] | 0 | 0
12 | 19 | 12 | [17 empty] | 0 | 0
12 | 19 | 13 | [17 empty] | 0 | 0
12 | 19 | 14 | [17 empty] | 0 | 0
12 | 19 | 15 | [17 empty] | 0 | 0
12 | 19 | 16 | [17 empty] | 0 | 0
12 | 19 | 17 | [17 empty] | 0 | 0
12 | 19 | 18 | [17 empty] | 0 | 0
12 | 19 | 19 | [17 empty] | 0 | 0
12 | 19 | 20 | [17 empty] | 0 | 0
12 | 19 | 21 | [17 empty] | 0 | 0
12 | 19 | 22 | [17 empty] | 0 | 0
12 | 19 | 23 | [17 empty] | 0 | 0
12 | 19 | 24 | [17 empty] | 0 | 0
12 | 20 | 1 | [17 empty] | 0 | 0
12 | 20 | 2 | [17 empty] | 0 | 0
12 | 20 | 3 | [17 empty] | 0 | 0
12 | 20 | 4 | [17 empty] | 0 | 0
12 | 20 | 5 | [17 empty] | 0 | 0
12 | 20 | 6 | [17 empty] | 0 | 0
12 | 20 | 7 | [17 empty] | 0 | 0
12 | 20 | 8 | [17 empty] | 0 | 0
12 | 20 | 9 | [17 empty] | 0 | 0
12 | 20 | 10 | [17 empty] | 0 | 0
12 | 20 | 11 | [17 empty] | 0 | 0
12 | 20 | 12 | [17 empty] | 0 | 0
12 | 20 | 13 | [17 empty] | 0 | 0
12 | 20 | 14 | [17 empty] | 0 | 0
12 | 20 | 15 | [17 empty] | 0 | 0
12 | 20 | 16 | [17 empty] | 0 | 0
12 | 20 | 17 | [17 empty] | 0 | 0
12 | 20 | 18 | [17 empty] | 0 | 0
12 | 20 | 19 | [17 empty] | 0 | 0
12 | 20 | 20 | [17 empty] | 0 | 0
12 | 20 | 21 | [17 empty] | 0 | 0
12 | 20 | 22 | [17 empty] | 0 | 0
12 | 20 | 23 | [17 empty] | 0 | 0
12 | 20 | 24 | [17 empty] | 0 | 0
12 | 21 | 1 | [17 empty] | 0 | 0
12 | 21 | 2 | [17 empty] | 0 | 0
12 | 21 | 3 | [17 empty] | 0 | 0
12 | 21 | 4 | [17 empty] | 0 | 0
12 | 21 | 5 | [17 empty] | 0 | 0
12 | 21 | 6 | [17 empty] | 0 | 0
12 | 21 | 7 | [17 empty] | 0 | 0
12 | 21 | 8 | [17 empty] | 0 | 0
12 | 21 | 9 | [17 empty] | 0 | 0
12 | 21 | 10 | [17 empty] | 0 | 0
12 | 21 | 11 | [17 empty] | 0 | 0
12 | 21 | 12 | [17 empty] | 0 | 0
12 | 21 | 13 | [17 empty] | 0 | 0
12 | 21 | 14 | [17 empty] | 0 | 0
12 | 21 | 15 | [17 empty] | 0 | 0
12 | 21 | 16 | [17 empty] | 0 | 0
12 | 21 | 17 | [17 empty] | 0 | 0
12 | 21 | 18 | [17 empty] | 0 | 0
12 | 21 | 19 | [17 empty] | 0 | 0
12 | 21 | 20 | [17 empty] | 0 | 0
12 | 21 | 21 | [17 empty] | 0 | 0
12 | 21 | 22 | [17 empty] | 0 | 0
12 | 21 | 23 | [17 empty] | 0 | 0
12 | 21 | 24 | [17 empty] | 0 | 0
12 | 22 | 1 | [17 empty] | 0 | 0
12 | 22 | 2 | [17 empty] | 0 | 0
12 | 22 | 3 | [17 empty] | 0 | 0
12 | 22 | 4 | [17 empty] | 0 | 0
12 | 22 | 5 | [17 empty] | 0 | 0
12 | 22 | 6 | [17 empty] | 0 | 0
12 | 22 | 7 | [17 empty] | 0 | 0
12 | 22 | 8 | [17 empty] | 0 | 0
12 | 22 | 9 | [17 empty] | 0 | 0
12 | 22 | 10 | [17 empty] | 0 | 0
12 | 22 | 11 | [17 empty] | 0 | 0
12 | 22 | 12 | [17 empty] | 0 | 0
12 | 22 | 13 | [17 empty] | 0 | 0
12 | 22 | 14 | [17 empty] | 0 | 0
12 | 22 | 15 | [17 empty] | 0 | 0
12 | 22 | 16 | [17 empty] | 0 | 0
12 | 22 | 17 | [17 empty] | 0 | 0
12 | 22 | 18 | [17 empty] | 0 | 0
12 | 22 | 19 | [17 empty] | 0 | 0
12 | 22 | 20 | [17 empty] | 0 | 0
12 | 22 | 21 | [17 empty] | 0 | 0
12 | 22 | 22 | [17 empty] | 0 | 0
12 | 22 | 23 | [17 empty] | 0 | 0
12 | 22 | 24 | [17 empty] | 0 | 0
12 | 23 | 1 | [17 empty] | 0 | 0
12 | 23 | 2 | [17 empty] | 0 | 0
12 | 23 | 3 | [17 empty] | 0 | 0
12 | 23 | 4 | [17 empty] | 0 | 0
12 | 23 | 5 | [17 empty] | 0 | 0
12 | 23 | 6 | [17 empty] | 0 | 0
12 | 23 | 7 | [17 empty] | 0 | 0
12 | 23 | 8 | [17 empty] | 0 | 0
12 | 23 | 9 | [17 empty] | 0 | 0
12 | 23 | 10 | [17 empty] | 0 | 0
12 | 23 | 11 | [17 empty] | 0 | 0
12 | 23 | 12 | [17 empty] | 0 | 0
12 | 23 | 13 | [17 empty] | 0 | 0
12 | 23 | 14 | [17 empty] | 0 | 0
12 | 23 | 15 | [17 empty] | 0 | 0
12 | 23 | 16 | [17 empty] | 0 | 0
12 | 23 | 17 | [17 empty] | 0 | 0
12 | 23 | 18 | [17 empty] | 0 | 0
12 | 23 | 19 | [17 empty] | 0 | 0
12 | 23 | 20 | [17 empty] | 0 | 0
12 | 23 | 21 | [17 empty] | 0 | 0
12 | 23 | 22 | [17 empty] | 0 | 0
12 | 23 | 23 | [17 empty] | 0 | 0
12 | 23 | 24 | [17 empty] | 0 | 0
12 | 24 | 1 | [17 empty] | 0 | 0
12 | 24 | 2 | [17 empty] | 0 | 0
12 | 24 | 3 | [17 empty] | 0 | 0
12 | 24 | 4 | [17 empty] | 0 | 0
12 | 24 | 5 | [17 empty] | 0 | 0
12 | 24 | 6 | [17 empty] | 0 | 0
12 | 24 | 7 | [17 empty] | 0 | 0
12 | 24 | 8 | [17 empty] | 0 | 0
12 | 24 | 9 | [17 empty] | 0 | 0
12 | 24 | 10 | [17 empty] | 0 | 0
12 | 24 | 11 | [17 empty] | 0 | 0
12 | 24 | 12 | [17 empty] | 0 | 0
12 | 24 | 13 | [17 empty] | 0 | 0
12 | 24 | 14 | [17 empty] | 0 | 0
12 | 24 | 15 | [17 empty] | 0 | 0
12 | 24 | 16 | [17 empty] | 0 | 0
12 | 24 | 17 | [17 empty] | 0 | 0
12 | 24 | 18 | [17 empty] | 0 | 0
12 | 24 | 19 | [17 empty] | 0 | 0
12 | 24 | 20 | [17 empty] | 0 | 0
12 | 24 | 21 | [17 empty] | 0 | 0
12 | 24 | 22 | [17 empty] | 0 | 0
12 | 24 | 23 | [17 empty] | 0 | 0
12 | 24 | 24 | [17 empty] | 0 | 0
12 | 25 | 1 | [17 empty] | 0 | 0
12 | 25 | 2 | [17 empty] | 0 | 0
12 | 25 | 3 | [17 empty] | 0 | 0
12 | 25 | 4 | [17 empty] | 0 | 0
12 | 25 | 5 | [17 empty] | 0 | 0
12 | 25 | 6 | [17 empty] | 0 | 0
12 | 25 | 7 | [17 empty] | 0 | 0
12 | 25 | 8 | [17 empty] | 0 | 0
12 | 25 | 9 | [17 empty] | 0 | 0
12 | 25 | 10 | [17 empty] | 0 | 0
12 | 25 | 11 | [17 empty] | 0 | 0
12 | 25 | 12 | [17 empty] | 0 | 0
12 | 25 | 13 | [17 empty] | 0 | 0
12 | 25 | 14 | [17 empty] | 0 | 0
12 | 25 | 15 | [17 empty] | 0 | 0
12 | 25 | 16 | [17 empty] | 0 | 0
12 | 25 | 17 | [17 empty] | 0 | 0
12 | 25 | 18 | [17 empty] | 0 | 0
12 | 25 | 19 | [17 empty] | 0 | 0
12 | 25 | 20 | [17 empty] | 0 | 0
12 | 25 | 21 | [17 empty] | 0 | 0
12 | 25 | 22 | [17 empty] | 0 | 0
12 | 25 | 23 | [17 empty] | 0 | 0
12 | 25 | 24 | [17 empty] | 0 | 0
12 | 26 | 1 | [17 empty] | 0 | 0
12 | 26 | 2 | [17 empty] | 0 | 0
12 | 26 | 3 | [17 empty] | 0 | 0
12 | 26 | 4 | [17 empty] | 0 | 0
12 | 26 | 5 | [17 empty] | 0 | 0
12 | 26 | 6 | [17 empty] | 0 | 0
12 | 26 | 7 | [17 empty] | 0 | 0
12 | 26 | 8 | [17 empty] | 0 | 0
12 | 26 | 9 | [17 empty] | 0 | 0
12 | 26 | 10 | [17 empty] | 0 | 0
12 | 26 | 11 | [17 empty] | 0 | 0
12 | 26 | 12 | [17 empty] | 0 | 0
12 | 26 | 13 | [17 empty] | 0 | 0
12 | 26 | 14 | [17 empty] | 0 | 0
12 | 26 | 15 | [17 empty] | 0 | 0
12 | 26 | 16 | [17 empty] | 0 | 0
12 | 26 | 17 | [17 empty] | 0 | 0
12 | 26 | 18 | [17 empty] | 0 | 0
12 | 26 | 19 | [17 empty] | 0 | 0
12 | 26 | 20 | [17 empty] | 0 | 0
12 | 26 | 21 | [17 empty] | 0 | 0
12 | 26 | 22 | [17 empty] | 0 | 0
12 | 26 | 23 | [17 empty] | 0 | 0
12 | 26 | 24 | [17 empty] | 0 | 0
12 | 27 | 1 | [17 empty] | 0 | 0
12 | 27 | 2 | [17 empty] | 0 | 0
12 | 27 | 3 | [17 empty] | 0 | 0
12 | 27 | 4 | [17 empty] | 0 | 0
12 | 27 | 5 | [17 empty] | 0 | 0
12 | 27 | 6 | [17 empty] | 0 | 0
12 | 27 | 7 | [17 empty] | 0 | 0
12 | 27 | 8 | [17 empty] | 0 | 0
12 | 27 | 9 | [17 empty] | 0 | 0
12 | 27 | 10 | [17 empty] | 0 | 0
12 | 27 | 11 | [17 empty] | 0 | 0
12 | 27 | 12 | [17 empty] | 0 | 0
12 | 27 | 13 | [17 empty] | 0 | 0
12 | 27 | 14 | [17 empty] | 0 | 0
12 | 27 | 15 | [17 empty] | 0 | 0
12 | 27 | 16 | [17 empty] | 0 | 0
12 | 27 | 17 | [17 empty] | 0 | 0
12 | 27 | 18 | [17 empty] | 0 | 0
12 | 27 | 19 | [17 empty] | 0 | 0
12 | 27 | 20 | [17 empty] | 0 | 0
12 | 27 | 21 | [17 empty] | 0 | 0
12 | 27 | 22 | [17 empty] | 0 | 0
12 | 27 | 23 | [17 empty] | 0 | 0
12 | 27 | 24 | [17 empty] | 0 | 0
12 | 28 | 1 | [17 empty] | 0 | 0
12 | 28 | 2 | [17 empty] | 0 | 0
12 | 28 | 3 | [17 empty] | 0 | 0
12 | 28 | 4 | [17 empty] | 0 | 0
12 | 28 | 5 | [17 empty] | 0 | 0
12 | 28 | 6 | [17 empty] | 0 | 0
12 | 28 | 7 | [17 empty] | 0 | 0
12 | 28 | 8 | [17 empty] | 0 | 0
12 | 28 | 9 | [17 empty] | 0 | 0
12 | 28 | 10 | [17 empty] | 0 | 0
12 | 28 | 11 | [17 empty] | 0 | 0
12 | 28 | 12 | [17 empty] | 0 | 0
12 | 28 | 13 | [17 empty] | 0 | 0
12 | 28 | 14 | [17 empty] | 0 | 0
12 | 28 | 15 | [17 empty] | 0 | 0
12 | 28 | 16 | [17 empty] | 0 | 0
12 | 28 | 17 | [17 empty] | 0 | 0
12 | 28 | 18 | [17 empty] | 0 | 0
12 | 28 | 19 | [17 empty] | 0 | 0
12 | 28 | 20 | [17 empty] | 0 | 0
12 | 28 | 21 | [17 empty] | 0 | 0
12 | 28 | 22 | [17 empty] | 0 | 0
12 | 28 | 23 | [17 empty] | 0 | 0
12 | 28 | 24 | [17 empty] | 0 | 0
12 | 29 | 1 | [17 empty] | 0 | 0
12 | 29 | 2 | [17 empty] | 0 | 0
12 | 29 | 3 | [17 empty] | 0 | 0
12 | 29 | 4 | [17 empty] | 0 | 0
12 | 29 | 5 | [17 empty] | 0 | 0
12 | 29 | 6 | [17 empty] | 0 | 0
12 | 29 | 7 | [17 empty] | 0 | 0
12 | 29 | 8 | [17 empty] | 0 | 0
12 | 29 | 9 | [17 empty] | 0 | 0
12 | 29 | 10 | [17 empty] | 0 | 0
12 | 29 | 11 | [17 empty] | 0 | 0
12 | 29 | 12 | [17 empty] | 0 | 0
12 | 29 | 13 | [17 empty] | 0 | 0
12 | 29 | 14 | [17 empty] | 0 | 0
12 | 29 | 15 | [17 empty] | 0 | 0
12 | 29 | 16 | [17 empty] | 0 | 0
12 | 29 | 17 | [17 empty] | 0 | 0
12 | 29 | 18 | [17 empty] | 0 | 0
12 | 29 | 19 | [17 empty] | 0 | 0
12 | 29 | 20 | [17 empty] | 0 | 0
12 | 29 | 21 | [17 empty] | 0 | 0
12 | 29 | 22 | [17 empty] | 0 | 0
12 | 29 | 23 | [17 empty] | 0 | 0
12 | 29 | 24 | [17 empty] | 0 | 0
12 | 30 | 1 | [17 empty] | 0 | 0
12 | 30 | 2 | [17 empty] | 0 | 0
12 | 30 | 3 | [17 empty] | 0 | 0
12 | 30 | 4 | [17 empty] | 0 | 0
12 | 30 | 5 | [17 empty] | 0 | 0
12 | 30 | 6 | [17 empty] | 0 | 0
12 | 30 | 7 | [17 empty] | 0 | 0
12 | 30 | 8 | [17 empty] | 0 | 0
12 | 30 | 9 | [17 empty] | 0 | 0
12 | 30 | 10 | [17 empty] | 0 | 0
12 | 30 | 11 | [17 empty] | 0 | 0
12 | 30 | 12 | [17 empty] | 0 | 0
12 | 30 | 13 | [17 empty] | 0 | 0
12 | 30 | 14 | [17 empty] | 0 | 0
12 | 30 | 15 | [17 empty] | 0 | 0
12 | 30 | 16 | [17 empty] | 0 | 0
12 | 30 | 17 | [17 empty] | 0 | 0
12 | 30 | 18 | [17 empty] | 0 | 0
12 | 30 | 19 | [17 empty] | 0 | 0
12 | 30 | 20 | [17 empty] | 0 | 0
12 | 30 | 21 | [17 empty] | 0 | 0
12 | 30 | 22 | [17 empty] | 0 | 0
12 | 30 | 23 | [17 empty] | 0 | 0
12 | 30 | 24 | [17 empty] | 0 | 0
12 | 31 | 1 | [17 empty] | 0 | 0
12 | 31 | 2 | [17 empty] | 0 | 0
12 | 31 | 3 | [17 empty] | 0 | 0
12 | 31 | 4 | [17 empty] | 0 | 0
12 | 31 | 5 | [17 empty] | 0 | 0
12 | 31 | 6 | [17 empty] | 0 | 0
12 | 31 | 7 | [17 empty] | 0 | 0
12 | 31 | 8 | [17 empty] | 0 | 0
12 | 31 | 9 | [17 empty] | 0 | 0
12 | 31 | 10 | [17 empty] | 0 | 0
12 | 31 | 11 | [17 empty] | 0 | 0
12 | 31 | 12 | [17 empty] | 0 | 0
12 | 31 | 13 | [17 empty] | 0 | 0
12 | 31 | 14 | [17 empty] | 0 | 0
12 | 31 | 15 | [17 empty] | 0 | 0
12 | 31 | 16 | [17 empty] | 0 | 0
12 | 31 | 17 | [17 empty] | 0 | 0
12 | 31 | 18 | [17 empty] | 0 | 0
12 | 31 | 19 | [17 empty] | 0 | 0
12 | 31 | 20 | [17 empty] | 0 | 0
12 | 31 | 21 | [17 empty] | 0 | 0
12 | 31 | 22 | [17 empty] | 0 | 0
12 | 31 | 23 | [17 empty] | 0 | 0
12 | 31 | 24 | [17 empty] | 0 | 0
Note on G2: [Threaded comment] Your version of Excel allows you to read this threaded comment; however, any edits to it will get removed if the file is opened in a newer version of Excel. Learn more: https://go.microsoft.com/fwlink/?linkid=870924 Comment: From November 1st to March 31st. From 4:00PM to 9:00PM
Note on G4: [Threaded comment] Your version of Excel allows you to read this threaded comment; however, any edits to it will get removed if the file is opened in a newer version of Excel. Learn more: https://go.microsoft.com/fwlink/?linkid=870924 Comment: From January 1st to December 31st. From 0:00AM to 12:00AM
Note on G5: [Threaded comment] Your version of Excel allows you to read this threaded comment; however, any edits to it will get removed if the file is opened in a newer version of Excel. Learn more: https://go.microsoft.com/fwlink/?linkid=870924 Comment: From January 1st to December 31st. From 0:00AM to 12:00AM
Note on U4: [Threaded comment] Your version of Excel allows you to read this threaded comment; however, any edits to it will get removed if the file is opened in a newer version of Excel. Learn more: https://go.microsoft.com/fwlink/?linkid=870924 Comment: Annual Peak Electric Demand

## Summary
CleanBC New Construction Incentives Summary report | [5 empty] | CleanBC New Construction Workbook v2.8 (July 2025)
Pre-screen
Project Name | 0
Project Location | 0 |  |  | printed: | 2026-08-06
Project Owner | 0 |  |  | BC Hydro Ref # | 0
Building Types | 0 | 0 | 0 | 0 | Total Conditioned Area (m2)
Conditioned Area (m2) | 0 | 0 | 0 | 0 | 0
Net Incremental GHG Emissions | 0 | tonneCO2e | over measures life
Project may not qualify for incentive as GHG reduction over measure(s) life must be equal or greater than 400 tCO2e.
% reduction
Net Incremental Fuel Consumption | 0 | GJ / year | >>>>>> | #DIV/0! | of Baseline Gas
Net Incremental GHG Emissions | 0 | tonneCO2e / year | >>>>>> | #DIV/0! | of Baseline GHG
Net Incremental Electrical Energy | 0 | kWh / year | >>>>>> | #DIV/0! | of Baseline Electricity
Net Incremental Electrical Average Monthly Peak Demand | 0 | kW | >>>>>> | #DIV/0! | of Baseline Electric Demand
Net Incremental Operating Cost (O&M+Energy) |  | per year | >>>>>> | #VALUE! | of Baseline Total Annual Cost
Net Incremental Capital Cost |  | $ | >>>>>> | #VALUE! | of Baseline Capital Cost
| Baseline Case |  |  | Proposed Case
Total Energy Use Intensity (TEUI) ekWh/m2/year | #DIV/0! | << based on conditioned floor area >> |  | #DIV/0!
Annual GHG Intensity (GHGI) kgCO2e/m2/year | #DIV/0! | << based on conditioned floor area >> |  | #DIV/0!
Project's Total Electricity Use Percentage | #DIV/0! | << based on building total energy >> |  | #DIV/0!
Project's Total Fuel Use Percentage | #DIV/0! | << based on building total energy >> |  | #DIV/0!
Electrification Measures Included in Proposed Design Bundle
| Net Incremental Electrical Energy ( kWh/year ) | Net Incremental Fuel Consumption ( GJ / year ) | Net Incremental GHG Emissions (tCO2e/year) | Net Incremental Annual Cost (O&M+Energy) | Net Incremental Capital Cost | Expected Measure Life | Simple Payback (year)
BUNDLE | 0 | 0 | 0 |  |  | #DIV/0! | N/A
Positive values indicate cost increase, negative values indicate cost decrease
This sheet shall bear the seal of a Qualified Modeller or the Energy Modelling Supervisor. Refer to the EGBC/AIBC Joint Professional Practice Guidelines: Whole Building Energy Modelling Services. | [5 empty] | pdf this sheet, then sign/seal/date below
Primary (Lead) Consultant | 0 | 0 | 0 | 0
Energy Modeller | 0 | 0 | 0 | 0
Mechanical Consultant | Company Name | contact name | phone | email
Cost Consultant | Company Name | contact name | phone | email
General Contractor | Company Name | contact name | phone | email
Note on A17: Positive: Increase Negative: Decrease This includes energy, O&M, carbon offset credit.
Note on E27: Positive : Cost INCREASE Negative: Cost DECREASE
Note on F27: Positive : Cost INCREASE Negative: Cost DECREASE

## Summary (internal) (hidden)
CleanBC New Construction Incentives Summary report | [5 empty] | CleanBC New Construction Workbook v2.8 (July 2025)
Study Report
Project Name | 0
Project Location | 0 |  |  | printed: | 2026-08-06
Project Owner | 0 |  |  | BC Hydro Ref # | 0
Building Types | 0 | 0 | 0 | 0 | Total Conditioned Area (m2)
Conditioned Area (m2) | 0 | 0 | 0 | 0 | 0
Net Incremental GHG Emissions | #VALUE! | tonneCO2e | over measures life
% reduction
Net Incremental Fuel Consumption | 0 | GJ / year | >>>>>> | #DIV/0! | of Baseline Gas
Net Incremental GHG Emissions | 0 | tonneCO2e / year | >>>>>> | #DIV/0! | of Baseline GHG
Net Incremental Electrical Energy | 0 | kWh / year | >>>>>> | #DIV/0! | of Baseline Electricity
Net Incremental Electrical Average Monthly Peak Demand | 0 | kW | >>>>>> | #DIV/0! | of Baseline Electric Demand
Net Incremental Operating Cost (O&M+Energy) |  | per year | >>>>>> | #VALUE! | of Baseline Total Annual Cost
Net Incremental Capital Cost |  | $ | >>>>>> | #VALUE! | of Baseline Capital Cost
| Baseline Case |  |  | Proposed Case
Total Energy Use Intensity (TEUI) ekWh/m2/year | #DIV/0! | << based on conditioned floor area >> |  | #DIV/0!
Annual GHG Intensity (GHGI) kgCO2e/m2/year | #DIV/0! | << based on conditioned floor area >> |  | #DIV/0!
Project's Total Electricity Use Percentage | #DIV/0! | << based on building total energy >> |  | #DIV/0!
Project's Total Fuel Use Percentage | #DIV/0! | << based on building total energy >> |  | #DIV/0!
Electrification Measures Included in Proposed Design Bundle
| Net Incremental Electrical Energy ( kWh/year ) | Net Incremental Fuel Consumption ( GJ / year ) | Net Incremental GHG Emissions (tCO2e/year) | Net Incremental Annual Cost (O&M+Energy) | Net Incremental Capital Cost | Expected Measure Life | Simple Payback (year)
BUNDLE | 0 | 0 | 0 |  |  | #DIV/0! | N/A
Positive values indicate cost increase, negative values indicate cost decrease
This sheet shall bear the seal of a Qualified Modeller or the Energy Modelling Supervisor. Refer to the EGBC/AIBC Joint Professional Practice Guidelines: Whole Building Energy Modelling Services. | [5 empty] | pdf this sheet, then sign/seal/date below
Primary (Lead) Consultant | 0 | 0 | 0 | 0
Energy Modeller | 0 | 0 | 0 | 0
Mechanical Consultant | Company Name | contact name | phone | email
Cost Consultant | Company Name | contact name | phone | email
General Contractor | Company Name | contact name | phone | email
Note on A17: Positive: Increase Negative: Decrease This includes energy, O&M, carbon offset credit.
Note on E27: Positive : Cost INCREASE Negative: Cost DECREASE
Note on F27: Positive : Cost INCREASE Negative: Cost DECREASE

## Prescreening & Proposal Review
Prescreen/Proposal Review Date |  |  | day-month-year | day-month-year
Comment # | Sheet Name | Cell Reference | FIRST Review - by NAME EMAIL TEL | RESPONSE to First Review - by NAME EMAIL TEL
1 | Study Review | E1 | Please input the date of your response to review comments.
2 | Study Review | E2 | Please input your contact information.
3
4
5
6
7
8
9
10
11
12
13
14
15
16
17
18
19
20
21
22
23
24
25

## Study Review
Energy Study Review Date |  |  | day-month-year | day-month-year
Comment # | Sheet Name | Cell Reference | FIRST Review - by NAME EMAIL TEL | RESPONSE to First Review - by NAME EMAIL TEL
1 | Study Review | E1 | Please input the date of your response to review comments.
2 | Study Review | E2 | Please input your contact information.
3
4
5
6
7
8
9
10
11
12
13
14
15
16
17
18
19
20
21
22
23
24
25