## Revision Log (hidden)
Revision Log
Version | Year | Month | Day | Revision by | Revisions, changes, updates, corrections | Sheet(s) | Cell(s)
3.1 | 2023 | 04 | 19 | Salah Mahdi, P.Eng. | Change workbook version from v3.0 to v3.1 | 1- pre screen | L2
[5 empty] | Update version date from May 2022 to April 2023 | 1- pre screen | L2
[5 empty] | Expected reduction in annual fuel consumption due to electrification? (equivalent kWh units) This cell was referencing the wrong denominator (cell E41 electricity kWh). I corrected this error by referencing the correct cell J53 for fuel ekWh. | 1.0 Pre-Screen | K113
[5 empty] | Update GHG factor for BC Hydro (electricity) from 9.7 to 11.5 tCO2e per GWh Elec. Source: https://www2.gov.bc.ca/gov/content/environment/climate-change/industry/reporting/quantify/electricity | Variables | BV23
[5 empty] | Add new LCE end use/measure: Process Electric Steam Boiler Under range named "Other" Source: List of active LCE measures in xRM. | Variables | Q36
[5 empty] | Add new LCE end use/measure: Process Electric Steam Boiler Under range named "HVACandDHW" Source: List of active LCE measures in xRM. | Variables | U38
[5 empty] | Added a new sheet to populate xRM entries | xRM entries (hidden)
3.1 | 2023 | 04 | 20 | Salah Mahdi, P.Eng. | Change from negative to positive. | xRM entries | Columns E, H and J
[5 empty] | Change from positive to negative. | xRM entries | Column D
[5 empty] | Added a total of all measures. | xRM entries | row 13
[5 empty] | Update all rates for kWh and kW per latest numbers online. Links are given in the cells. | Variables | columns AJ and AK
3.2 | 2023 | 06 | 29 | Salah Mahdi, P.Eng. | Added a new list of energy end uses that match BC Hydro's xRM entries | Variables | N16
[5 empty] | Added a new row to indicate energy end uses for each measure | 3.0 Study Results | Row 11
[5 empty] | Added a new sheet to populate xRM entries | SUMMARY IMPORT | Rows 3 to 57 Columns C, G, K, O, S
3.3 | 2023 | 07 | 25 | Salah Mahdi, P.Eng. | Added a new sheet "Admin Info" Made pull down menue (list) of offers and energy end uses. | Admin Info | Rows 20 and 21
[5 empty] | Linked cells to Admin sheet where there is duplication of information. | 1.0 Pre-Screen | Rows 8 to 20
[5 empty] | Hide carbon offset credit cell. | 3.0 Study Results | B54
3.4 | 2023 | 09 | 19 | Salah Mahdi, P.Eng. | Removed Admin sheet
Renumbered the sheets
Renamed prescreen sheet to Project Info
Some rows are now hidden because the info is not reviewed by engineering.
Updated the instructions sheet
[5 empty] | Some entries now hidden because they will be available from the online form. | 1- Project Info
3.5 | 2023 | 12 | 13 | Salah Mahdi, P.Eng. | Remove prefix HVAC and DHW from LCE measure names. | Variables | columns Q, S, U
[5 empty] | Add energy end uses selection list. | Variables | row 65
[5 empty] | Make selection list of measures dependant on end uses. | 1- Project Info | K98 to K102
[5 empty] | Make selection list of measures dependant on end uses. | 3- Study Results | row 11
[5 empty] | Change the word "Initiative Detail" to "End Use" as per instructions from Pardo (xRM team) via email dated 12 Dec 2023. | SUMMARY IMPORT | row 5
3.6 | 2024 | 01 | 29 | Salah Mahdi, P.Eng. | Unlock locked cells where user input is required. | 1- Project Info | E8 E13 E20
[5 empty] | Pull-down list was not working. Now fixed. | 1- Project Info | J30 B49 to B53
[5 empty] | The calculation of GHG was not working because of brocken link to the Variables sheet. It is fixed now. | 1- Project Info | L122
[5 empty] | Pull-down lists not working. Now fixed. | 2- Proposal | I66 to L75
[5 empty] | Expense table was not working because of brocken links to the Variables sheet. Now fixed by defining range names that were missing. | 2- Proposal | B94
3.7 | 2025 | 4 | 4 | Salah Mahdi, P.Eng. | Update version from 3.6 to 3.7 and update the release date | Instructions | I1
[5 empty] | Update BC Hydro electricity GHG emission factor from 11.5 to 9.9 | Variables | BV3
[5 empty] | Update formula regarding Rounding off issue - sumproduct of the rounded tCO2e per measure times years of persistence. | Summary | D10
3.7 | 2025 | 6 | 16 | Salah Mahdi, P.Eng. | Update list of ECMs as per latest xRM list. Refer to sheet "xRM ECM list 20250522" in this workbook. | Variables | A66 toE85
[5 empty] | Update list of end uses as per latest xRM list. Refer to sheet "xRM ECM list 20250522" in this workbook. | 4- Study Results | Row 60
3.7 | 2025 | 6 | 17 | Salah Mahdi, P.Eng. | Changed "Natural Gas" to "Natural Gas (GJ)" & Changed "Diesel Fuel" to "Diesel Fuel (L)" That is to align with xRM entries. | Variables | Cells containing "Natural Gas" & "Diesel Fuel"
3.7 | 2025 | 7 | 23 | Salah Mahdi, P.Eng. | Replacing "" with zero to avoid having errors in Summary sheet. | Inputs to Report Summary | any cell containing ""

## SUMMARY IMPORT (hidden)
PROPOSED ECM #1 |  | PROPOSED ECM #2 |  | PROPOSED ECM #3 |  | PROPOSED ECM #4 |  | PROPOSED ECM #5
ECM # in study report | EM-1 | ECM # in study report | EM-2 | ECM # in study report | EM-3 | ECM # in study report | EM-4 | ECM # in study report | EM-5
ECM Name/Description in study report | Input measure name in this cell. | ECM Name/Description in study report | Input measure name in this cell. | ECM Name/Description in study report | Input measure name in this cell. | ECM Name/Description in study report | Input measure name in this cell. | ECM Name/Description in study report | Input measure name in this cell.
End Use |  | End Use |  | End Use |  | End Use |  | End Use
Potential ECM | 0 | Potential ECM | 0 | Potential ECM | 0 | Potential ECM | 0 | Potential ECM | 0
Other ECM Type (Specify) |  | Other ECM Type (Specify) |  | Other ECM Type (Specify) |  | Other ECM Type (Specify) |  | Other ECM Type (Specify)
Proposed energy savings potential kWh/yr (Consultant) | 0 | Proposed energy savings potential kWh/yr (Consultant) | 0 | Proposed energy savings potential kWh/yr (Consultant) | 0 | Proposed energy savings potential kWh/yr (Consultant) | 0 | Proposed energy savings potential kWh/yr (Consultant) | 0
Proposed Non-electrical benefits (Gas in GJ) | 0 | Proposed Non-electrical benefits (Gas in GJ) | 0 | Proposed Non-electrical benefits (Gas in GJ) | 0 | Proposed Non-electrical benefits (Gas in GJ) | 0 | Proposed Non-electrical benefits (Gas in GJ) | 0
Proposed Non-electrical benefits (Other) |  | Proposed Non-electrical benefits (Other) |  | Proposed Non-electrical benefits (Other) |  | Proposed Non-electrical benefits (Other) |  | Proposed Non-electrical benefits (Other)
Proposed demand savings potential kW | 0 | Proposed demand savings potential kW | 0 | Proposed demand savings potential kW | 0 | Proposed demand savings potential kW | 0 | Proposed demand savings potential kW | 0
Proposed Non-electrical benefits ($) | 0 | Proposed Non-electrical benefits ($) | 0 | Proposed Non-electrical benefits ($) | 0 | Proposed Non-electrical benefits ($) | 0 | Proposed Non-electrical benefits ($) | 0
Reviewed Energy Savings Potential (kWh/yr) | 0 | Reviewed Energy Savings Potential (kWh/yr) | 0 | Reviewed Energy Savings Potential (kWh/yr) | 0 | Reviewed Energy Savings Potential (kWh/yr) | 0 | Reviewed Energy Savings Potential (kWh/yr) | 0
Demand Reduction kVa |  | Demand Reduction kVa |  | Demand Reduction kVa |  | Demand Reduction kVa |  | Demand Reduction kVa
Assumptions made/Reasons for Changes in savings |  | Assumptions made/Reasons for Changes in savings |  | Assumptions made/Reasons for Changes in savings |  | Assumptions made/Reasons for Changes in savings |  | Assumptions made/Reasons for Changes in savings
Reviewed demand savings kW | 0 | Reviewed demand savings kW | 0 | Reviewed demand savings kW | 0 | Reviewed demand savings kW | 0 | Reviewed demand savings kW | 0
BCH System Peak Reduction kW |  | BCH System Peak Reduction kW |  | BCH System Peak Reduction kW |  | BCH System Peak Reduction kW |  | BCH System Peak Reduction kW
Fuel Type Displaced | Natural Gas (GJ) | Fuel Type Displaced | Natural Gas (GJ) | Fuel Type Displaced | Natural Gas (GJ) | Fuel Type Displaced | Natural Gas (GJ) | Fuel Type Displaced | Natural Gas (GJ)
Reviewed Average Annual Peak Demand Increase (kW) | 0 | Reviewed Average Annual Peak Demand Increase (kW) | 0 | Reviewed Average Annual Peak Demand Increase (kW) | 0 | Reviewed Average Annual Peak Demand Increase (kW) | 0 | Reviewed Average Annual Peak Demand Increase (kW) | 0
Reviewed Incremental GHG Reduction (Tonne CO2e/yr) | 0 | Reviewed Incremental GHG Reduction (Tonne CO2e/yr) | 0 | Reviewed Incremental GHG Reduction (Tonne CO2e/yr) | 0 | Reviewed Incremental GHG Reduction (Tonne CO2e/yr) | 0 | Reviewed Incremental GHG Reduction (Tonne CO2e/yr) | 0
Fuel Qty Displaced | 0 | Fuel Qty Displaced | 0 | Fuel Qty Displaced | 0 | Fuel Qty Displaced | 0 | Fuel Qty Displaced | 0
BCH System Peak Increase (kW) |  | BCH System Peak Increase (kW) |  | BCH System Peak Increase (kW) |  | BCH System Peak Increase (kW) |  | BCH System Peak Increase (kW)
Estimated implementation cost ($) | 0 | Estimated implementation cost ($) | 0 | Estimated implementation cost ($) | 0 | Estimated implementation cost ($) | 0 | Estimated implementation cost ($) | 0
Proposed energy cost savings ($) |  | Proposed energy cost savings ($) |  | Proposed energy cost savings ($) |  | Proposed energy cost savings ($) |  | Proposed energy cost savings ($)
Estimated incremental cost ($) | 0 | Estimated incremental cost ($) | 0 | Estimated incremental cost ($) | 0 | Estimated incremental cost ($) | 0 | Estimated incremental cost ($) | 0
Incremental Customer O&M Costs ($) |  | Incremental Customer O&M Costs ($) |  | Incremental Customer O&M Costs ($) |  | Incremental Customer O&M Costs ($) |  | Incremental Customer O&M Costs ($)
Reviewed Project Incremental O&M Cost/Savings ($) |  | Reviewed Project Incremental O&M Cost/Savings ($) |  | Reviewed Project Incremental O&M Cost/Savings ($) |  | Reviewed Project Incremental O&M Cost/Savings ($) |  | Reviewed Project Incremental O&M Cost/Savings ($)
Accepted for new Initiative |  | Accepted for new Initiative |  | Accepted for new Initiative |  | Accepted for new Initiative |  | Accepted for new Initiative
PROPOSED ECM #6 |  | PROPOSED ECM #7 |  | PROPOSED ECM #8 |  | PROPOSED ECM #9 |  | PROPOSED ECM #10
ECM # in study report | EM-6 | ECM # in study report | EM-7 | ECM # in study report | EM-8 | ECM # in study report | EM-9 | ECM # in study report | EM-10
ECM Name/Description in study report | Input measure name in this cell. | ECM Name/Description in study report | Input measure name in this cell. | ECM Name/Description in study report | Input measure name in this cell. | ECM Name/Description in study report | Input measure name in this cell. | ECM Name/Description in study report | Input measure name in this cell.
End Use |  | End Use |  | End Use |  | End Use |  | End Use
Potential ECM | 0 | Potential ECM | 0 | Potential ECM | 0 | Potential ECM | 0 | Potential ECM | 0
Other ECM Type (Specify) |  | Other ECM Type (Specify) |  | Other ECM Type (Specify) |  | Other ECM Type (Specify) |  | Other ECM Type (Specify)
Proposed energy savings potential kWh/yr (Consultant) | 0 | Proposed energy savings potential kWh/yr (Consultant) | 0 | Proposed energy savings potential kWh/yr (Consultant) | 0 | Proposed energy savings potential kWh/yr (Consultant) | 0 | Proposed energy savings potential kWh/yr (Consultant) | 0
Proposed Non-electrical benefits (Gas in GJ) | 0 | Proposed Non-electrical benefits (Gas in GJ) | 0 | Proposed Non-electrical benefits (Gas in GJ) | 0 | Proposed Non-electrical benefits (Gas in GJ) | 0 | Proposed Non-electrical benefits (Gas in GJ) | 0
Proposed Non-electrical benefits (Other) |  | Proposed Non-electrical benefits (Other) |  | Proposed Non-electrical benefits (Other) |  | Proposed Non-electrical benefits (Other) |  | Proposed Non-electrical benefits (Other)
Proposed demand savings potential kW | 0 | Proposed demand savings potential kW | 0 | Proposed demand savings potential kW | 0 | Proposed demand savings potential kW | 0 | Proposed demand savings potential kW | 0
Proposed Non-electrical benefits ($) | 0 | Proposed Non-electrical benefits ($) | 0 | Proposed Non-electrical benefits ($) | 0 | Proposed Non-electrical benefits ($) | 0 | Proposed Non-electrical benefits ($) | 0
Reviewed Energy Savings Potential (kWh/yr) | 0 | Reviewed Energy Savings Potential (kWh/yr) | 0 | Reviewed Energy Savings Potential (kWh/yr) | 0 | Reviewed Energy Savings Potential (kWh/yr) | 0 | Reviewed Energy Savings Potential (kWh/yr) | 0
Demand Reduction kVa |  | Demand Reduction kVa |  | Demand Reduction kVa |  | Demand Reduction kVa |  | Demand Reduction kVa
Assumptions made/Reasons for Changes in savings |  | Assumptions made/Reasons for Changes in savings |  | Assumptions made/Reasons for Changes in savings |  | Assumptions made/Reasons for Changes in savings |  | Assumptions made/Reasons for Changes in savings
Reviewed demand savings kW | 0 | Reviewed demand savings kW | 0 | Reviewed demand savings kW | 0 | Reviewed demand savings kW | 0 | Reviewed demand savings kW | 0
BCH System Peak Reduction kW |  | BCH System Peak Reduction kW |  | BCH System Peak Reduction kW |  | BCH System Peak Reduction kW |  | BCH System Peak Reduction kW
Fuel Type Displaced | Natural Gas (GJ) | Fuel Type Displaced | 0 | Fuel Type Displaced | 0 | Fuel Type Displaced | 0 | Fuel Type Displaced | 0
Reviewed Average Annual Peak Demand Increase (kW) | 0 | Reviewed Average Annual Peak Demand Increase (kW) | 0 | Reviewed Average Annual Peak Demand Increase (kW) | 0 | Reviewed Average Annual Peak Demand Increase (kW) | 0 | Reviewed Average Annual Peak Demand Increase (kW) | 0
Reviewed Incremental GHG Reduction (Tonne CO2e/yr) | 0 | Reviewed Incremental GHG Reduction (Tonne CO2e/yr) | 0 | Reviewed Incremental GHG Reduction (Tonne CO2e/yr) | 0 | Reviewed Incremental GHG Reduction (Tonne CO2e/yr) | 0 | Reviewed Incremental GHG Reduction (Tonne CO2e/yr) | 0
Fuel Qty Displaced | 0 | Fuel Qty Displaced | 0 | Fuel Qty Displaced | 0 | Fuel Qty Displaced | 0 | Fuel Qty Displaced | 0
BCH System Peak Increase (kW) |  | BCH System Peak Increase (kW) |  | BCH System Peak Increase (kW) |  | BCH System Peak Increase (kW) |  | BCH System Peak Increase (kW)
Estimated implementation cost ($) | 0 | Estimated implementation cost ($) | 0 | Estimated implementation cost ($) | 0 | Estimated implementation cost ($) | 0 | Estimated implementation cost ($) | 0
Proposed energy cost savings ($) |  | Proposed energy cost savings ($) |  | Proposed energy cost savings ($) |  | Proposed energy cost savings ($) |  | Proposed energy cost savings ($)
Estimated incremental cost ($) | 0 | Estimated incremental cost ($) | 0 | Estimated incremental cost ($) | 0 | Estimated incremental cost ($) | 0 | Estimated incremental cost ($) | 0
Incremental Customer O&M Costs ($) |  | Incremental Customer O&M Costs ($) |  | Incremental Customer O&M Costs ($) |  | Incremental Customer O&M Costs ($) |  | Incremental Customer O&M Costs ($)
Reviewed Project Incremental O&M Cost/Savings ($) |  | Reviewed Project Incremental O&M Cost/Savings ($) |  | Reviewed Project Incremental O&M Cost/Savings ($) |  | Reviewed Project Incremental O&M Cost/Savings ($) |  | Reviewed Project Incremental O&M Cost/Savings ($)
Accepted for new Initiative |  | Accepted for new Initiative |  | Accepted for new Initiative |  | Accepted for new Initiative |  | Accepted for new Initiative
PROPOSED ECM #11 |  | PROPOSED ECM #12 |  | PROPOSED ECM #13 |  | PROPOSED ECM #14 |  | PROPOSED ECM #15
ECM # in study report |  | ECM # in study report |  | ECM # in study report |  | ECM # in study report |  | ECM # in study report
ECM Name/Description in study report |  | ECM Name/Description in study report |  | ECM Name/Description in study report |  | ECM Name/Description in study report |  | ECM Name/Description in study report
End Use |  | End Use |  | End Use |  | End Use |  | End Use
Potential ECM |  | Potential ECM |  | Potential ECM |  | Potential ECM |  | Potential ECM
Other ECM Type (Specify) |  | Other ECM Type (Specify) |  | Other ECM Type (Specify) |  | Other ECM Type (Specify) |  | Other ECM Type (Specify)
Proposed energy savings potential kWh/yr (Consultant) |  | Proposed energy savings potential kWh/yr (Consultant) |  | Proposed energy savings potential kWh/yr (Consultant) |  | Proposed energy savings potential kWh/yr (Consultant) |  | Proposed energy savings potential kWh/yr (Consultant)
Proposed Non-electrical benefits (Gas in GJ) |  | Proposed Non-electrical benefits (Gas in GJ) |  | Proposed Non-electrical benefits (Gas in GJ) |  | Proposed Non-electrical benefits (Gas in GJ) |  | Proposed Non-electrical benefits (Gas in GJ)
Proposed Non-electrical benefits (Other) |  | Proposed Non-electrical benefits (Other) |  | Proposed Non-electrical benefits (Other) |  | Proposed Non-electrical benefits (Other) |  | Proposed Non-electrical benefits (Other)
Proposed demand savings potential kW |  | Proposed demand savings potential kW |  | Proposed demand savings potential kW |  | Proposed demand savings potential kW |  | Proposed demand savings potential kW
Proposed Non-electrical benefits ($) |  | Proposed Non-electrical benefits ($) |  | Proposed Non-electrical benefits ($) |  | Proposed Non-electrical benefits ($) |  | Proposed Non-electrical benefits ($)
Reviewed Energy Savings Potential (kWh/yr) |  | Reviewed Energy Savings Potential (kWh/yr) |  | Reviewed Energy Savings Potential (kWh/yr) |  | Reviewed Energy Savings Potential (kWh/yr) |  | Reviewed Energy Savings Potential (kWh/yr)
Demand Reduction kVa |  | Demand Reduction kVa |  | Demand Reduction kVa |  | Demand Reduction kVa |  | Demand Reduction kVa
Assumptions made/Reasons for Changes in savings |  | Assumptions made/Reasons for Changes in savings |  | Assumptions made/Reasons for Changes in savings |  | Assumptions made/Reasons for Changes in savings |  | Assumptions made/Reasons for Changes in savings
Reviewed demand savings kW |  | Reviewed demand savings kW |  | Reviewed demand savings kW |  | Reviewed demand savings kW |  | Reviewed demand savings kW
BCH System Peak Reduction kW |  | BCH System Peak Reduction kW |  | BCH System Peak Reduction kW |  | BCH System Peak Reduction kW |  | BCH System Peak Reduction kW
Fuel Type Displaced |  | Fuel Type Displaced |  | Fuel Type Displaced |  | Fuel Type Displaced |  | Fuel Type Displaced
Reviewed Average Annual Peak Demand Increase (kW) |  | Reviewed Average Annual Peak Demand Increase (kW) |  | Reviewed Average Annual Peak Demand Increase (kW) |  | Reviewed Average Annual Peak Demand Increase (kW) |  | Reviewed Average Annual Peak Demand Increase (kW)
Reviewed Incremental GHG Reduction (Tonne CO2e/yr) |  | Reviewed Incremental GHG Reduction (Tonne CO2e/yr) |  | Reviewed Incremental GHG Reduction (Tonne CO2e/yr) |  | Reviewed Incremental GHG Reduction (Tonne CO2e/yr) |  | Reviewed Incremental GHG Reduction (Tonne CO2e/yr)
Fuel Qty Displaced |  | Fuel Qty Displaced |  | Fuel Qty Displaced |  | Fuel Qty Displaced |  | Fuel Qty Displaced
BCH System Peak Increase (kW) |  | BCH System Peak Increase (kW) |  | BCH System Peak Increase (kW) |  | BCH System Peak Increase (kW) |  | BCH System Peak Increase (kW)
Estimated implementation cost ($) |  | Estimated implementation cost ($) |  | Estimated implementation cost ($) |  | Estimated implementation cost ($) |  | Estimated implementation cost ($)
Proposed energy cost savings ($) |  | Proposed energy cost savings ($) |  | Proposed energy cost savings ($) |  | Proposed energy cost savings ($) |  | Proposed energy cost savings ($)
Estimated incremental cost ($) |  | Estimated incremental cost ($) |  | Estimated incremental cost ($) |  | Estimated incremental cost ($) |  | Estimated incremental cost ($)
Incremental Customer O&M Costs ($) |  | Incremental Customer O&M Costs ($) |  | Incremental Customer O&M Costs ($) |  | Incremental Customer O&M Costs ($) |  | Incremental Customer O&M Costs ($)
Reviewed Project Incremental O&M Cost/Savings ($) |  | Reviewed Project Incremental O&M Cost/Savings ($) |  | Reviewed Project Incremental O&M Cost/Savings ($) |  | Reviewed Project Incremental O&M Cost/Savings ($) |  | Reviewed Project Incremental O&M Cost/Savings ($)
Accepted for new Initiative |  | Accepted for new Initiative |  | Accepted for new Initiative |  | Accepted for new Initiative |  | Accepted for new Initiative
PROPOSED ECM #16 |  | PROPOSED ECM #17 |  | PROPOSED ECM #18 |  | PROPOSED ECM #19 |  | PROPOSED ECM #20
ECM # in study report |  | ECM # in study report |  | ECM # in study report |  | ECM # in study report |  | ECM # in study report
ECM Name/Description in study report |  | ECM Name/Description in study report |  | ECM Name/Description in study report |  | ECM Name/Description in study report |  | ECM Name/Description in study report
End Use |  | End Use |  | End Use |  | End Use |  | End Use
Potential ECM |  | Potential ECM |  | Potential ECM |  | Potential ECM |  | Potential ECM
Other ECM Type (Specify) |  | Other ECM Type (Specify) |  | Other ECM Type (Specify) |  | Other ECM Type (Specify) |  | Other ECM Type (Specify)
Proposed energy savings potential kWh/yr (Consultant) |  | Proposed energy savings potential kWh/yr (Consultant) |  | Proposed energy savings potential kWh/yr (Consultant) |  | Proposed energy savings potential kWh/yr (Consultant) |  | Proposed energy savings potential kWh/yr (Consultant)
Proposed Non-electrical benefits (Gas in GJ) |  | Proposed Non-electrical benefits (Gas in GJ) |  | Proposed Non-electrical benefits (Gas in GJ) |  | Proposed Non-electrical benefits (Gas in GJ) |  | Proposed Non-electrical benefits (Gas in GJ)
Proposed Non-electrical benefits (Other) |  | Proposed Non-electrical benefits (Other) |  | Proposed Non-electrical benefits (Other) |  | Proposed Non-electrical benefits (Other) |  | Proposed Non-electrical benefits (Other)
Proposed demand savings potential kW |  | Proposed demand savings potential kW |  | Proposed demand savings potential kW |  | Proposed demand savings potential kW |  | Proposed demand savings potential kW
Proposed Non-electrical benefits ($) |  | Proposed Non-electrical benefits ($) |  | Proposed Non-electrical benefits ($) |  | Proposed Non-electrical benefits ($) |  | Proposed Non-electrical benefits ($)
Reviewed Energy Savings Potential (kWh/yr) |  | Reviewed Energy Savings Potential (kWh/yr) |  | Reviewed Energy Savings Potential (kWh/yr) |  | Reviewed Energy Savings Potential (kWh/yr) |  | Reviewed Energy Savings Potential (kWh/yr)
Demand Reduction kVa |  | Demand Reduction kVa |  | Demand Reduction kVa |  | Demand Reduction kVa |  | Demand Reduction kVa
Assumptions made/Reasons for Changes in savings |  | Assumptions made/Reasons for Changes in savings |  | Assumptions made/Reasons for Changes in savings |  | Assumptions made/Reasons for Changes in savings |  | Assumptions made/Reasons for Changes in savings
Reviewed demand savings kW |  | Reviewed demand savings kW |  | Reviewed demand savings kW |  | Reviewed demand savings kW |  | Reviewed demand savings kW
BCH System Peak Reduction kW |  | BCH System Peak Reduction kW |  | BCH System Peak Reduction kW |  | BCH System Peak Reduction kW |  | BCH System Peak Reduction kW
Fuel Type Displaced |  | Fuel Type Displaced |  | Fuel Type Displaced |  | Fuel Type Displaced |  | Fuel Type Displaced
Reviewed Average Annual Peak Demand Increase (kW) |  | Reviewed Average Annual Peak Demand Increase (kW) |  | Reviewed Average Annual Peak Demand Increase (kW) |  | Reviewed Average Annual Peak Demand Increase (kW) |  | Reviewed Average Annual Peak Demand Increase (kW)
Reviewed Incremental GHG Reduction (Tonne CO2e/yr) |  | Reviewed Incremental GHG Reduction (Tonne CO2e/yr) |  | Reviewed Incremental GHG Reduction (Tonne CO2e/yr) |  | Reviewed Incremental GHG Reduction (Tonne CO2e/yr) |  | Reviewed Incremental GHG Reduction (Tonne CO2e/yr)
Fuel Qty Displaced |  | Fuel Qty Displaced |  | Fuel Qty Displaced |  | Fuel Qty Displaced |  | Fuel Qty Displaced
BCH System Peak Increase (kW) |  | BCH System Peak Increase (kW) |  | BCH System Peak Increase (kW) |  | BCH System Peak Increase (kW) |  | BCH System Peak Increase (kW)
Estimated implementation cost ($) |  | Estimated implementation cost ($) |  | Estimated implementation cost ($) |  | Estimated implementation cost ($) |  | Estimated implementation cost ($)
Proposed energy cost savings ($) |  | Proposed energy cost savings ($) |  | Proposed energy cost savings ($) |  | Proposed energy cost savings ($) |  | Proposed energy cost savings ($)
Estimated incremental cost ($) |  | Estimated incremental cost ($) |  | Estimated incremental cost ($) |  | Estimated incremental cost ($) |  | Estimated incremental cost ($)
Incremental Customer O&M Costs ($) |  | Incremental Customer O&M Costs ($) |  | Incremental Customer O&M Costs ($) |  | Incremental Customer O&M Costs ($) |  | Incremental Customer O&M Costs ($)
Reviewed Project Incremental O&M Cost/Savings ($) |  | Reviewed Project Incremental O&M Cost/Savings ($) |  | Reviewed Project Incremental O&M Cost/Savings ($) |  | Reviewed Project Incremental O&M Cost/Savings ($) |  | Reviewed Project Incremental O&M Cost/Savings ($)
Accepted for new Initiative |  | Accepted for new Initiative |  | Accepted for new Initiative |  | Accepted for new Initiative |  | Accepted for new Initiative

## Variables (hidden)
Industrial Studies | Commercial Studies | Site Type | Sector Category | IndEU | CommEU | LightEU | Roles | Role$ | IndExpertise | CommExpertise | LightExpertise | Documents | Industrial End Uses | Industrial Measures | Commercial End Uses | HVAC | HVAC Persistence | DHW | DHW Persistence | HVACandDHW | H/D Persistence | LCE Measures | Fuel Types | Transport | TransportFuelType | Transport Measures | Expenses | Expense1 | Expense2 | Expense3 | Expense4 | $/exp | R$/kW | Rate | $/KWh | $/kW | Building type | Agriculture - Commercial |  |  | Table 1: Stationary Fuel Combustion | [9 empty] | Table 2: Source Emission Factors - Stationary Fuel Combustion | [6 empty] | Table 3: Purchased Electricity Emission Factors |  |  | Table7: Fleet Fuel Consumption | [19 empty] | Baseline Technology |  | End Use | LCE Measure | Persistence
End Use Assessment | Commercial Energy Study | A | Industrial | Compressed Air | Advanced Energy Office | Custom Lighting | Architect | 160 | Compressed Air | Control Systems | Lighting, commercial | Guideline: Energy Efficiency Feasibility Study | Pumps | Electric Gas Compression | HVAC | Air Source VRF Distributed Heat Pumps | 18 | Air-to-Water CO2 Heat Pump Water Heater | 15 | Air-to-Water CO2 Heat Pump Water Heater | 15 | Electric Pumps | Natural Gas (GJ) | Light Duty Vehicle | Gasoline (L) | Electric Forklift | Air fare | for | ppl, at | $ per person |  | 1 | 0.05 | LGS | 0.0614 | 12.5 | Aquatic Centre -Swimming Pool | Agriculture - Residential | [7 empty] | Emission Factor (kg/GJ) |  |  |  |  | Fuel Type | Unit | Bio CO2 | CO2 | CH4 | N2O | CO2e | Public Utility | tCO2e/GWh | kgCO2e/GJ | Transport Mode | Fuel Type | Units | Bio CO2 | CO2 | CH4 | N2O | CO2e | FuelUnit | Combo | Energy Density kWh/unit | Light Duty Vehicle | Light Duty Truck (SUV and Minivan) | Heavy-duty | Motorcycle | Off-Road (Vehicle/Equipment) | Marine | Aviation | Various | Commercial End Uses | Baseline Central Plant | Baseline Termial system | HVAC | Heat Recovery Chiller | 22
Plant Wide Audit Level I | Commercial IT "Study" | b | Commercial | Domestic Hot Water | Building Envelope | Outdoor Lighting | Cost Estimator | 130 | Compressed Gas | Domestic Water Systems | Lighting, street | Guideline: End Use Assessment | Compressors | Air-to-Water Heat Pump | Domestic Hot Water | Air Source VRF Distributed Heat Pumps with High-efficiency (>75%) HRV | 17 | Air-to-Water Heat Pump (central plant) | 15 | Air-to-Water Heat Pump (central plant) | 15 | Electric Compressors | Propane | Light Duty Truck (SUV and Minivan) | Diesel (L) | Electric Vehicle - Light Duty | Car rental | for | days, at | $ per day |  | 1 | 0.06 | MGS | 0.0981 | 5.48 | Automotive Facility | Chemical - Other | Unit | kWhe | Fuel Type | Flat Rate $/unit | Density (kg/unit) | Energy Density GJ/unit | Unit | Bio CO2 | CO2 | CH4 | N2O | CO2e | Natural Gas | kg/m3 |  | 1.926 | 3.7e-05 | 3.5e-05 | 1.937 | BC Hydro | 9.9 | 2.7522 | Light Duty Vehicle | Gasoline | kg/L | 0.0755 | 2.2 | 0.00023 | 0.00047 | 2.346 | Gasoline (L) | Light Duty VehicleGasoline (L) | 9.7222 | Gasoline (L) | Gasoline (L) | Gasoline (L) | Gasoline (L) | Gasoline (L) | Gasoline (L) | Gasoline (L) | Biodiesel (L) | HVAC | Gas fired boiler | Electric Baseboard Heating | HVAC | Air-to-Water Heat Pump | 15
Plant Wide Audit Level II | Lighting with HVAC | c |  | Fans and Blowers | Data Server Virtualization | Lighting | Graphic Arts / Drafting |  | Electrical - I.T | Electrical - I.T | Transformers, distribution | Guideline: Plant Wide Audit Level I | Process | Water-to-Water Heat Pump | Other | Air-to-Air Heat Pump (ductless or minisplit) | 18 | Air-to-Water Heat Pump Water Heater | 15 | Air-to-Water Heat Pump Water Heater | 15 |  | Light Fuel Oil | Heavy-duty | Propane (L) | Electric Vehicle - Med Duty | Mileage | of | km |  |  | 0.535 | 0.07 | SGS | 0.127 | 0 | Convention Centre | Coal Mining | GJ | 0.0036 | Natural Gas (m^3) | 0.1554 | 212 | 0.03885 | m3 |  | 49.58 | 0.001 | 0.0009 | 49.87 | Propane | kg/L |  | 1.515 | 2.4e-05 | 0.000108 | 1.548 | Kyuquot Power (BCH reseller) | 13.1 | 2.964 | Light Duty Vehicle | Diesel | kg/L | 0.099 | 2.582 | 5.1e-05 | 0.00022 | 2.649 | Diesel (L) | Light Duty VehicleDiesel (L) | 10.6389 | Diesel (L) | Diesel (L) | Diesel (L) |  | Diesel (L) | Diesel (L) | Turbo Fuel (L) | Ethanol (L) | Domestic Hot Water | Gas fired water heater | Hydronic Baseboard Heating | HVAC | Air-to-Air Heat Pump (ductless or mini-split) | 18
Plant Wide Audit Level III |  |  |  | Green Motors Initiatives | Demo Project |  | Project Manager / Coordinator |  | Fans and Blowers | Heating Systems | Other | Guideline: Plant Wide Audit Level II | HVAC | Electric Boiler |  | Air-to-Air Heat Pump (ductless or mini-split) with High-efficiency (>75%) HRV | 16 | Electric Boiler | 20 | Electric Boiler | 20 | Heat Pump | Heavy Fuel Oil | Motorcycle | Natural Gas (kg) | Electric Vehicle - Heavy Duty | Accommodation | for | ppl, for | days, at | $ / day | 1 | 0.08 | TSR | 0.05165 | 8.812 | Courthouse | Educational Services - Small(<=0.2GWh) |  |  | Natural Gas (GJ) | 4 | 5456.8855 | 1 | GJ |  | 49.58 | 0.001 | 0.0009 | 49.87 | Light Fuel Oil | kg/L | 0.099 | 2.643 | 2.6e-05 | 3.1e-05 | 2.653 | FortisBC | 2.587 | 0.719 | Light Duty Vehicle | Propane | kg/L |  | 1.515 | 0.00064 | 2.8e-05 | 1.539 | Propane (L) | Light Duty VehiclePropane (L) | 7.0306 | Propane (L) | Propane (L) | Natural Gas (kg) |  | Natural Gas (kg) |  |  |  |  | Gas fired air handling unit | VAV | HVAC | Water-to-Water Heat Pump | 15
Energy Efficiency Feasibility Study |  |  |  | HVAC | Domestic Hot Water |  | Modeling Specialist |  | Heat Recovery Systems | Lighting, commercial |  | Guideline: Plant Wide Audit Level III | Generation | Greenhouse Fans |  | Air-to-Water Heat Pump | 15 | Electric Water Heater | 15 | Electric Water Heater | 15 | Grid tie in versus on site generation | Kerosene | Off-Road (Vehicle/Equipment) | Turbo Fuel (L) | Electric Vehicle - Marine | All meals | for | ppl, for | days |  | 51 | 0.09 |  |  |  | Dining: Bar/Lounge/Leisure | Food & Beverages |  |  | Propane |  | 0.001879 | 0.02531 | L |  | 59.86 | 0.0009 | 0.0043 | 61.15 | Heavy Fuel Oil | kg/L |  | 3.156 | 5.7e-05 | 6.4e-05 | 3.176 | City of Grand Forks (FBC reseller) | 2.587 | 0.719 | Light Duty Vehicle | Natural Gas | kg/kg |  | 2.738 | 0.013 | 8.6e-05 | 3.089 | Natural Gas (kg) | Light Duty VehicleNatural Gas (kg) | 6.1667 | Natural Gas (kg) | Natural Gas (kg) | [7 empty] | District Energy System | Fan Coils | HVAC | Ground Source Heat Pump | 15
New Plant Design Energy Study |  |  |  | Load Displacement - Bio-Gas | Food Preparation Retrofit |  | Lead Consultant |  | HVAC | Lighting, street |  | Guideline: Energy Study with Lighting | Domestic HW | Greenhouse Lighting |  | Electric Boiler | 20 | Ground Source Heat Pump | 15 | Ground Source Heat Pump | 15 | Electric Boiler / Heat Pump | Diesel Fuel (L) | Marine | Biodiesel (L) | Other | Breakfast | for | ppl, for | days |  | 11 | 0.1 |  |  |  | Dining: Cafeteria/Fast Food | Food Retail - Medium(1.35-3.4GWh) |  |  | Light Fuel Oil |  | 0.885 | 0.0388 | L | 2.77 | 68.12 | 0.0007 | 0.0008 | 68.37 | Kerosene | kg/L |  | 2.56 | 2.6e-05 | 3.1e-05 | 2.57 | City of Kelowna (FBC reseller) | 2.587 | 0.719 | Light Duty Truck (SUV and Minivan) | Gasoline | kg/L | 0.0755 | 2.2 | 0.00024 | 0.00058 | 2.379 | Gasoline (L) | Light Duty Truck (SUV and Minivan)Gasoline (L) | 9.7222 | [9 empty] | Heat Recovery Chiller | Terminal Air Conditioning | HVAC | Air-to-Air Rooftop Heat Pump | 15
|  |  |  | Load Displacement - Biomass | Green IT |  | Civil Engineer |  | Lighting, industrial | Transformers, distribution |  | Minimum Requirements for Energy Study | Fans and Blowers | Conveyor |  | Electric Water Heater | 15 | Heat Recovery Chiller | 22 | Heat Recovery Chiller | 22 | Greenhouse Fans | Marine Diesel | Aviation | Ethanol (L) |  | Lunch | for | ppl, for | days |  | 14 | 0.11 |  |  |  | Dining: Family | Food Retail - Small(<=1.35GWh) |  |  | Heavy Fuel Oil |  | 0.885 | 0.0425 | L |  | 74.26 | 0.0013 | 0.0015 | 74.74 | Diesel Fuel | kg/L | 0.099 | 2.582 | 0.000133 | 0.0004 | 2.705 | Nelson Hydro | 1.164 | 0.323 | Light Duty Truck (SUV and Minivan) | Diesel | kg/L | 0.099 | 2.582 | 6.8e-05 | 0.00022 | 2.65 | Diesel (L) | Light Duty Truck (SUV and Minivan)Diesel (L) | 10.6389 | [9 empty] | Air-to-water Heat Pump | Radiant Heating | HVAC | Air-to-Water Rooftop Heat Pump | 15
|  |  |  | Load Displacement - Geothermal | High Bay Lighting |  | Civil Technologist |  | Materials Handling | Refrigeration / Food Prep Systems |  |  | Lighting | Other |  | Exhaust Air Heat Recovery Heat Pump | 15 | Sewage Heat Recovery Heat Pump | 15 | Sewage Heat Recovery Heat Pump | 15 | Greenhouse LEDs | Gasoline | Various |  |  | Dinner | for | ppl, for | days |  | 26 | 0.12 |  |  |  | Dormitory | Health Services - Large(>5.2GWh) |  |  | Kerosene |  | 0.819 | 0.03768 | L |  | 67.94 | 0.0007 | 0.0008 | 68.2 | Marine Diesel | kg/L | 0.099 | 2.582 | 0.00015 | 0.0011 | 2.914 | City of New Westminster (BCH reseller) | 13.1 | 2.964 | Light Duty Truck (SUV and Minivan) | Propane | kg/L |  | 1.515 | 0.00064 | 2.8e-05 | 1.539 | Propane (L) | Light Duty Truck (SUV and Minivan)Propane (L) | 7.0306 | [9 empty] | Hybrid gas/electric heating | Other | HVAC | Exhaust Air Heat Recovery Heat Pump | 15
|  |  |  | Load Displacement - Hydro | HVAC |  | Process Engineer |  | Motors and Drives | Ventilation / Auxiliaries Systems |  |  | Material Handling |  |  | Ground Source Heat Pump | 15 | Water-to-Water Heat Pump | 15 | Water-to-Water Heat Pump | 15 | Electric Forklift / Conveyors | Wood Fuel - Industrial (50% moisture) |  |  |  | Rental | of | unit, for | days, at | $ per day |  | 0.13 |  |  |  | Fire Station | Health Services - Small(<=2.6GWh) |  |  | Diesel Fuel (L) |  | 0.875 | 0.0383 | L | 2.77 | 67.43 | 0.0035 | 0.0104 | 70.62 | Gasoline | kg/L | 0.0755 | 2.2 | 0.0027 | 5e-05 | 2.283 | City of Penticton (FBC reseller) | 2.587 | 0.719 | Light Duty Truck (SUV and Minivan) | Natural Gas | kg/kg |  | 2.738 | 0.013 | 8.6e-05 | 3.089 | Natural Gas (kg) | Light Duty Truck (SUV and Minivan)Natural Gas (kg) | 6.1667 | [9 empty] | Gas fired cooking | Not Applicable | HVAC | Electric Boiler | 20
|  |  |  | Load Displacement - Natural Gas | HVAC Operations and Maintenance |  | Technical Writer |  | Power Generation Systems | Cooling Systems |  |  | Transport |  |  | Heat Recovery Chiller | 22 |  |  | Food Preparation Retrofit Electrify Food Preparation Equipment | 12 | Battery - Electric Vehicle | Wood Fuel - Residential (0% moisture) | [13 empty] | Food Retail / Grocery | Heavy Manufacturing |  |  | Marine Diesel |  |  | 0.0383 | L | 2.77 | 67.43 | 0.0039 | 0.0287 | 76.08 | Wood Fuel - Industrial (50% moisture) | kg/kg | 0.84 |  | 9e-05 | 6e-05 | 0.02 | City of Summerland (FBC reseller) | 2.587 | 0.719 | Heavy-duty | Gasoline | kg/L | 0.0755 | 2.2 | 6.8e-05 | 0.002 | 2.262 | Gasoline (L) | Heavy-dutyGasoline (L) | 6.1667 | [9 empty] | Gas fired steam boiler |  | HVAC | Electric Water Heater | 15
|  |  |  | Load Displacement - Process Heat (no incremental fuel) | Other |  | Lead Mechanical Engineer |  | Process Controls | Heat Recovery Systems |  |  | Other |  |  | High-efficiency (>75%) HRV | 15 |  |  | Air Source VRF Distributed Heat Pumps | 18 | Electric Vehicle | Ethanol (E100) | [13 empty] | Gymnasium | Hotels - Small(<=1.25GWh) |  |  | Gasoline | 1.33 | 0.726 | 0.035 | L | 3.22 | 62.86 | 0.0771 | 0.0014 | 65.22 | Wood Fuel - Residential (0% moisture) | kg/kg | 1.696 |  | 0.015 | 0.00016 | 0.423 | Hemlock Valley (BCH reseller) | 13.1 | 2.964 | Heavy-duty | Diesel | kg/L | 0.099 | 2.582 | 0.00011 | 0.000151 | 2.63 | Diesel (L) | Heavy-dutyDiesel (L) | 6.1667 | [9 empty] | Other |  | HVAC | Air Source VRF Distributed Heat Pumps | 18
|  |  |  | Load Displacement - Renewable Natural Gas | Process |  | Mechanical Engineer |  | Process Cooling / Refrigeration | Other | [5 empty] | Rooftop Air-to-Air Heat Pump | 15 |  |  | Air Source VRF Distributed Heat Pumps with High-efficiency (>75%) HRV | 17 |  | Biodiesel (B100) | [13 empty] | Healthcare-Clinic/Nursing | Industrial - Other |  |  | Wood Fuel - Ind (50% moisture) |  |  | 0.009 | kg | 93.33 |  | 0.01 | 0.0067 | 2.24 | Ethanol (E100) | kg/L | 1.509 |  | 0.0027 | 5e-05 | 2.283 | Alberta | 793 | 220 | Heavy-duty | Natural Gas | kg/kg |  | 2.738 | 0.013 | 8.6e-05 | 3.089 | Natural Gas (kg) | Heavy-dutyNatural Gas (kg) | 6.1667 | [9 empty] | Not Applicable |  | HVAC | High-efficiency (>75%) HRV | 15
|  |  |  | Load Displacement - Solar | Pumps |  | Mechanical Technologist |  | Process Heating | [6 empty] | Rooftop Air-to-Air Heat Pump Make Up Air Unit with Electric Backup | 15 |  |  | Air-to-Air Heat Pump (ductless or minisplit) | 18 |  | Renewable Natural Gas | [13 empty] | Hospital | Irrigation |  |  | Wood Fuel - Res (0% moisture) |  |  | 0.018 | kg | 94.22 |  | 0.08333 | 0.0089 | 23.48 | Biodiesel (B100) | kg/L | 2.474 |  | 0.000133 | 0.0004 | 2.705 | Ontario | 88 | 24 | Motorcycle | Gasoline | kg/L | 0.0755 | 2.2 | 0.00077 | 4.1e-05 | 2.232 | Gasoline (L) | MotorcycleGasoline (L) | 6.1667 | [11 empty] | HVAC | Heat Recovery Chiller | 22
|  |  |  | Load Displacement - Waste Hydrogen Gas | Refrigeration |  | Certified Energy Manager |  | Pulping System, mechanical | [6 empty] | Rooftop Air-to-Air Heat Pump Make Up Air Unit with Gas Backup | 15 |  |  | Air-to-Air Heat Pump (ductless or mini-split) with High-efficiency (>75%) HRV | 16 |  | Other | [13 empty] | Hotel | Light Manufacturing |  |  | Ethanol (E100) |  | 0.789 | 0.02342 | L | 64.43 |  | 0.0771 | 0.0014 | 65.22 | Renewable Natural Gas | kg/m3 | 1.926 |  | 3.7e-05 | 3.5e-05 | 0.011 | United Kingdom | 463 | 129 | Off-Road (Vehicle/Equipment) | Gasoline | kg/L | 0.0755 | 2.2 | 0.0027 | 5e-05 | 2.283 | Gasoline (L) | Off-Road (Vehicle/Equipment)Gasoline (L) | 6.1667 | [11 empty] | HVAC | Air-to-Water Heat Pump (central plant) | 15
|  |  |  | Load Displacement - Wind | Retrocommissioning |  | Customer staff or agent |  | Pumps, general purpose |  |  |  | Energy End Uses in xRM |  |  | Rooftop Air-to-Air Heat Pump Mixed Air Unit with Electric Backup | 15 |  |  | Air-to-Water Heat Pump | 15 | [15 empty] | Ice Arena | Metal Mining |  |  | Biodiesel (B100) |  |  | 0.03567 | L | 69.36 |  | 0.0035 | 0.0104 | 70.62 | [7 empty] | India | 790 | 219 | Off-Road (Vehicle/Equipment) | Diesel | kg/L | 0.099 | 2.582 | 0.00015 | 0.0011 | 2.914 | Diesel (L) | Off-Road (Vehicle/Equipment)Diesel (L) | 6.1667 | [11 empty] | HVAC | Air-to-Water Heat Pump Water Heater | 18
|  |  |  | Other | Workplace Conservation |  | Electrical Engineer |  | Pumps, hydraulic |  |  |  | HVAC - LCE |  |  | Rooftop Air-to-Air Heat Pump Mixed Air Unit with Gas Backup | 15 |  |  | Electric Boiler | 20 | [15 empty] | Laboratory / Research Centre | Municipal Pumping |  |  | Renewable Natural Gas |  |  | 0.03885 | m3 | 49.58 |  | 0.001 | 0.0009 | 0.29 | [7 empty] | Japan | 549 | 153 | Off-Road (Vehicle/Equipment) | Natural Gas | kg/kg |  | 2.738 | 0.013 | 8.6e-05 | 3.089 | Natural Gas (kg) | Off-Road (Vehicle/Equipment)Natural Gas (kg) | 6.1667 | [11 empty] | HVAC | Ground Source Heat Pump | 15
|  |  |  | Process |  |  | Electrical Technologist |  | Pumps, slurry and waste |  |  |  | Domestic Hot Water - LCE |  |  | Rooftop Air-to-Air Heat Pump Mixed Air Unit with Gas Backup and High-efficiency (>75%) HRV | 15 |  |  | Electric Water Heater | 15 | [15 empty] | Library | Non-Buildings |  |  | District Energy Fuel(s) |  |  | Fill this cell | Fill this cell | Fill this cell | Fill this cell | Fill this cell | Fill this cell | Fill this cell | [7 empty] | China | 732 | 203 | Marine | Gasoline | kg/L | 0.0755 | 2.2 | 0.0013 | 6.6e-05 | 2.252 | Gasoline (L) | MarineGasoline (L) | 9.7222 | [11 empty] | HVAC | Water-to-Water Heat Pump | 15
|  |  |  | Pumps |  |  | Engineer-in-Training |  | Pumps, vacuum |  |  |  | Swimming Pool Water Heating - LCE |  |  | Rooftop Air-to-Water Heat Pump | 15 |  |  | Exhaust Air Heat Recovery Heat Pump | 15 | [15 empty] | Manufacturing Facility | Non-Food Retail - Medium(1.3-2.6GWh) | [19 empty] | Hong Kong | 778 | 216 | Marine | Diesel | kg/L | 0.099 | 2.582 | 0.00015 | 0.0011 | 2.914 | Diesel (L) | MarineDiesel (L) | 10.6389 | [11 empty] | HVAC | Sewage Heat Recovery Heat Pump | 15
|  |  |  | Refrigeration |  |  | Other |  | Transformers, distribution |  |  |  | Food Preparation Retrofit - LCE |  |  | Water Source VRF Distributed Heat Pumps | 22 |  |  | Ground Source Heat Pump | 15 | [15 empty] | Mixed Use | Non-Food Retail - Small(<=1.3GWh) | [22 empty] | Aviation | Gasoline | kg/L |  | 2.365 | 0.0022 | 0.00023 | 2.489 | Gasoline (L) | AviationGasoline (L) | 9.7222 | [11 empty] | Domestic Hot Water | Heat Recovery Chiller | 22
[9 empty] | Drawings and Documentation |  |  |  | LCE - Process |  |  | Water-to-Water Heat Pump | 15 |  |  | Heat Recovery Chiller | 22 | [15 empty] | Motel | Nursing Home - Small(<=2.5GWh) | [22 empty] | Aviation | Turbo Fuel | kg/L |  | 2.56 | 2.9e-05 | 7.1e-05 | 2.582 | Turbo Fuel (L) | AviationTurbo Fuel (L) | 9.4445 | [11 empty] | Domestic Hot Water | Air-to-Water Heat Pump (central plant) | 15
[9 empty] | Project Coordination | [10 empty] | High-efficiency (>75%) HRV | 15 | [15 empty] | Motion Picture Theatre | Offices - Medium(0.9-1.8GWh) | [19 empty] | BC Hydro |  |  | Various | Biodiesel | kg/L | 2.474 | 2.582 | 6.8e-05 | 6.6e-05 | 2.914 | Biodiesel (L) | VariousBiodiesel (L) | 9.9083 | [11 empty] | Domestic Hot Water | Air-to-Water Heat Pump Water Heater | 18
[9 empty] | Technical Writing | [10 empty] | Rooftop Air-to-Air Heat Pump | 15 | [15 empty] | MURB over 6 storey | Offices - Small(<=0.9GWh) | [19 empty] | CleanBC | 11.5 | changed from 9.7 | Various | Ethanol | kg/L | 1.509 | 2.365 | 0.0022 | 0.00023 | 2.489 | Ethanol (L) | VariousEthanol (L) | 6.5056 | [11 empty] | Domestic Hot Water | Ground Source Heat Pump | 15
[9 empty] | Other | [10 empty] | Rooftop Air-to-Air Heat Pump Make Up Air Unit with Electric Backup | 15 | [15 empty] | MURB up to 6 storey | Ornamental Street Lighting | [19 empty] | BCH LCE Custom | 40.1 | [23 empty] | Domestic Hot Water | Water-to-Water Heat Pump | 15
[20 empty] | Rooftop Air-to-Air Heat Pump Make Up Air Unit with Gas Backup | 15 | [15 empty] | Museum | Other Commercial | [44 empty] | Domestic Hot Water | Sewage Heat Recovery Heat Pump | 15
[20 empty] | Rooftop Air-to-Air Heat Pump Mixed Air Unit with Electric Backup | 15 | [15 empty] | Office - Large (over 50,000 sqft) | Overhead Street Lighting | [44 empty] | HVAC | Water Source VRF System
[20 empty] | Rooftop Air-to-Air Heat Pump Mixed Air Unit with Gas Backup | 15 | [15 empty] | Office - Small (under 50,000 sqft) | Public Hospital - Large(>5.2GWh)
[20 empty] | Rooftop Air-to-Air Heat Pump Mixed Air Unit with Gas Backup and High-efficiency (>75%) HRV | 15 | [15 empty] | Penitentiary | Residential - High_Rise Apt Unconnected (Elect Heat)
[20 empty] | Rooftop Air-to-Water Heat Pump | 15 | [15 empty] | Performing Arts Theatre | Residential - High-Rise Apt Common (Elec Heat)
[16 empty] | PROCESS Air-to-Water Heat Pump | 15 |  |  | Water Source VRF Distributed Heat Pumps | 22 | [15 empty] | Police Station | Residential - High-Rise Apt Common (Non-Elec Heat) | [19 empty] | BCH LCE Custom (Yes/No) | No
[16 empty] | PROCESS Electric Boiler | 20 |  |  | Water-to-Water Heat Pump | 15 | [15 empty] | Post Office | Residential - High-Rise Apt Suites (Elec Heat)
[16 empty] | PROCESS Heat Recovery Chiller | 22 |  |  | Electrify Food Preparation Equipment | 12 | [15 empty] | Recreation / Exercise Centre | Residential - High-Rise Apt Suites (Non-Elec Heat)
[16 empty] | PROCESS Rooftop Air-to-Water Heat Pump | 15 |  |  | PROCESS Air-to-Water Heat Pump | 15 | [15 empty] | Religious Building | Residential - Low-Rise Apt Unconnected (Elect Heat)
[16 empty] | PROCESS Water-to-Water Heat Pump | 15 |  |  | PROCESS Electric Boiler | 20 | [15 empty] | Retail - large (over 50,000 sqft) | Residential - Low-Rise Apt Unconnected (Non-Elect Heat)
[16 empty] | Electrify Food Preparation Equipment | 12 |  |  | PROCESS Heat Recovery Chiller | 22 | [15 empty] | Retail - small (under 50,000 sqft) | Residential - Mobile (Elec Heat)
[16 empty] | Electric Steam Boiler | 20 |  |  | PROCESS Rooftop Air-to-Water Heat Pump | 15 | [15 empty] | School - primary | Residential - Mobile (Non-Elec Heat)
[20 empty] | PROCESS Water-to-Water Heat Pump | 15 | [15 empty] | School - secondary | Residential - Other (Elec Heat)
[20 empty] | Electric Steam Boiler | 20 | [15 empty] | Sports Arena | Residential - Other (Non-Elec Heat)
[37 empty] | Town Hall | Residential - Row House Unconnected (Elec Heat)
[37 empty] | Transportation | Residential - Row House Unconnected (Non-Elec Heat)
[37 empty] | University/College | Residential - Row Houses Common (Elect Heat)
[37 empty] | Warehouse | Residential - Row Houses Common (Non-Elect Heat)
[37 empty] | Workshop | Residential - Row Houses Units (Elec Heat)
[37 empty] | Other | Residential - Row Houses Units (Non-Elec Heat)
Residential - Single/Duplex (Elec Heat)
Residential - Single/Duplex (Non-Elec Heat)
Restaurant - Medium(0.3-1.3GWh)
Restaurant - Small(<=0.3GWh)
Temp990
Traffic Light
Transportation
Unclassified
University/College - Medium(1.1-2.2GWh)
University/College - Small(<=1.1GWh)
[13 empty] | Transport-Light Duty Vehicle | [24 empty] | Warehouses - Medium(1-2GWh)
[13 empty] | Transport-Light Duty Truck (SUV and Minivan) | [24 empty] | Warehouses - Small(<=1GWh)
[13 empty] | Transport-Heavy-duty | [24 empty] | Wood - Lumber
[13 empty] | Transport-Motorcycle | [24 empty] | Wood - Other
[13 empty] | Transport-Off-Road (Vehicle/Equipment) | [24 empty] | Wood - Panel
Transport-Marine
Transport-Aviation
Transport-Various
HVAC | DHW | Swimming_Pool | Food_Preparation | Process
Air Source VRF Distributed Heat Pumps | Air-to-Water CO2 Heat Pump Water Heater | PROCESS Air-to-Water Heat Pump | Electrify Food Preparation Equipment | Electric Boiler
Air Source VRF Distributed Heat Pumps with High-efficiency (>75%) HRV | Air-to-Water Heat Pump (central plant) | PROCESS Electric Boiler
Air-to-Air Heat Pump (ductless or minisplit) | Air-to-Water Heat Pump Water Heater | PROCESS Heat Recovery Chiller
Air-to-Air Heat Pump (ductless or mini-split) with High-efficiency (>75%) HRV | Electric Boiler | PROCESS Rooftop Air-to-Water Heat Pump
Air-to-Water Heat Pump | Electric Water Heater | PROCESS Water-to-Water Heat Pump
Commercial Operational and Procedural Measures for Hybrid Heat Pump Systems Heating and Hot Water Systems Optimization: Loop Temperature Reset; Equipment Staging; System Lockout; Unoccupied Setbacks. | Ground Source Heat Pump
Electric Boiler | Heat Recovery Chiller
Exhaust Air Heat Recovery Heat Pump | Sewage Heat Recovery Heat Pump
Ground Source Heat Pump | Water-to-Water Heat Pump
Heat Recovery Chiller
Heating Equipment Upgrade Including Heat Pumps and Packaged HVAC
High-efficiency (>75%) HRV
Rooftop Air-to-Air Heat Pump
Rooftop Air-to-Air Heat Pump Make Up Air Unit with Electric Backup
Rooftop Air-to-Air Heat Pump Make Up Air Unit with Gas Backup
Rooftop Air-to-Air Heat Pump Mixed Air Unit with Electric Backup
Rooftop Air-to-Air Heat Pump Mixed Air Unit with Gas Backup
Rooftop Air-to-Air Heat Pump Mixed Air Unit with Gas Backup and High-efficiency (>75%) HRV
Rooftop Air-to-Water Heat Pump
Water Source VRF Distributed Heat Pumps
Water-to-Air (Water-Source) Distributed Heat Pumps
Water-to-Water Heat Pump
Note on AJ2: [Threaded comment] Your version of Excel allows you to read this threaded comment; however, any edits to it will get removed if the file is opened in a newer version of Excel. Learn more: https://go.microsoft.com/fwlink/?linkid=870924 Comment: https://app.bchydro.com/accounts-billing/rates-energy-use/electricity-rates/business-rates.html#sgs
Note on AJ3: [Threaded comment] Your version of Excel allows you to read this threaded comment; however, any edits to it will get removed if the file is opened in a newer version of Excel. Learn more: https://go.microsoft.com/fwlink/?linkid=870924 Comment: https://app.bchydro.com/accounts-billing/rates-energy-use/electricity-rates/business-rates.html#sgs
Note on BV3: Yim, Tommy: Updated on April 4, 2025 2023 https://www2.gov.bc.ca/gov/content/environment/climate-change/industry/reporting/quantify/electricity
Note on AJ4: [Threaded comment] Your version of Excel allows you to read this threaded comment; however, any edits to it will get removed if the file is opened in a newer version of Excel. Learn more: https://go.microsoft.com/fwlink/?linkid=870924 Comment: https://app.bchydro.com/accounts-billing/rates-energy-use/electricity-rates/business-rates.html#sgs
Note on AJ5: [Threaded comment] Your version of Excel allows you to read this threaded comment; however, any edits to it will get removed if the file is opened in a newer version of Excel. Learn more: https://go.microsoft.com/fwlink/?linkid=870924 Comment: Energy Charge 1823A https://app.bchydro.com/accounts-billing/rates-energy-use/electricity-rates/transmission_rate.html#:~:text=4.596%20cents%20per%20kWh%20applied,CBL%20in%20each%20billing%20year.
Note on BV23: [Threaded comment] Your version of Excel allows you to read this threaded comment; however, any edits to it will get removed if the file is opened in a newer version of Excel. Learn more: https://go.microsoft.com/fwlink/?linkid=870924 Comment: https://www2.gov.bc.ca/gov/content/environment/climate-change/industry/reporting/quantify/electricity

## xRM ECM list 20250522 (hidden)
(Do Not Modify) ECM | (Do Not Modify) Row Checksum | (Do Not Modify) Modified On | ECM Name | Persistence (yrs) | End Use | Status Reason | Owner | End Use Type (End Use) (End Use) | Status (End Use) (End Use)
2491a230-a1fc-e811-ab15-005056907e1b | JOoNcW2by6N7nAaNphl2Az2ya0SrkHunTam2oF1xS1eEngM/Rozw1P/xNrSOoPNGHw4Hvp0kDZbUqq5/Y8QYRA== | 2022-03-23 00:58 | Adaptable Street Lighting | 10 | Custom Lighting | Available | Doina Balea | Commercial | Active
087d0515-e51e-ef11-8174-005056900b78 | 8GJKes9HQwgmE3S9+OXwyedr5ySBS8zytz+wdT6aZpcfgv2dSFRhxr8G4AGPBdkMx/VgDzVT1vLPhG5o8kzCQA== | 2024-07-18 20:39 | Adjustable Speed Drive with a programmed set point or controlled by a feedback signal from a process variable (not operator adjustable) | 10 | HVAC | Available | Doina Balea | Commercial | Active
aac39fc7-e71e-ef11-8174-005056900b78 | RELo9mgxKobA5Y+3cvi8EYgYy54S5zLfJARKe2835VSgwlXC279jlJUeHCpqjhnYGl99aQPOoK2RZx3kMBNOWQ== | 2024-07-18 20:38 | Adjustable Speed Drive with a programmed set point or controlled by a feedback signal from a process variable (not operator adjustable) | 10 | HVAC | Available | Doina Balea | Industrial | Active
2fddf419-3e29-e811-aa93-005056907e1b | x2cZaCRxE9f+rkhZGXzhXXeUnGXqGLlRjUgXTrnqiINzNP0BmMSs1+diFp90tDHpN5ElkVyLp3/4CRJLT7Albw== | 2022-03-23 00:58 | Adjustable Speed Drive with a programmed set point or controlled by a feedback signal from a process variable (not operator adjustable) - Fans | 10 | Advanced Energy Office | Available | Doina Balea | Commercial | Inactive
ddbdba5a-3e29-e811-aa93-005056907e1b | /NW+ogvJUFgFYW9EDlkZ1q6f5t1i3xVOSLJ8yAptTTd3u64uR/S3AGesELqEDlE1zu6pLq8KAt1tNXyLJlBIFw== | 2022-03-23 00:58 | Adjustable Speed Drive with a programmed set point or controlled by a feedback signal from a process variable (not operator adjustable) - Fans | 10 | Refrigeration | Available | Doina Balea | Commercial | Active
751941aa-3d29-e811-aa93-005056907e1b | 1vJuUMbgJeSwj/XqKvzb3PaDMvjC4AQlLdlzCAmmnRGS8yKH1rWQVwdxs0I3rgEhfvzF1TEmUIi+w61w/Hyhsg== | 2022-03-23 00:58 | Adjustable Speed Drive with a programmed set point or controlled by a feedback signal from a process variable (not operator adjustable) - Pumps | 10 | Domestic Hot Water | Available | Doina Balea | Industrial | Active
9516c7c5-3d29-e811-aa93-005056907e1b | /LBi3/+q+yr2PpJiB9xtkTEaWEZ+6ed87PKn0d7CAK51A6HDI/rfHevNyA59aXZjJ34Y5S7nyjRzRRAMM8JkNQ== | 2022-03-23 00:58 | Adjustable Speed Drive with a programmed set point or controlled by a feedback signal from a process variable (not operator adjustable) - Pumps | 10 | Advanced Energy Office | Available | Doina Balea | Commercial | Inactive
a7ee13d6-3d29-e811-aa93-005056907e1b | UihvIbyvKABUsBAoQyCtqv32n2t9AP7lk8dYaJfGwiC6rM7w4+5NJD95Bw7q4lDRby2AdiDfmhrmLz/lkzdhsw== | 2022-03-23 00:58 | Adjustable Speed Drive with a programmed set point or controlled by a feedback signal from a process variable (not operator adjustable) - Pumps | 10 | Domestic Hot Water | Available | Doina Balea | Commercial | Active
b55f95ef-3d29-e811-aa93-005056907e1b | PxzocKHkLbJMWPMSeYmkqNM0bSsYlSTzv1rOJPCTV5QrAEVMkJHPXU20DMz+83xZtfBH7IueyC5BQT4cjvpgPA== | 2022-03-23 00:58 | Adjustable Speed Drive with a programmed set point or controlled by a feedback signal from a process variable (not operator adjustable) - Pumps | 10 | Refrigeration | Available | Doina Balea | Commercial | Active
bd6e4134-4feb-e111-8626-0050569e014e | mLyiRJqnveq91o1+qzv03rY00AY5usU/pkikOLEUmzs6J/4WBOT2ZjV+Ag4gpPQuttA0LWZDxQT25hxLMyG57A== | 2022-03-23 00:58 | Adjustment to lighting control operations with sustainment plan | 5 | Retrocommissioning | Available | Angee Watanabe | Commercial | Active
456e4134-4feb-e111-8626-0050569e014e | xtLDVKFLS1KWex1iV0bXMsoSuQL6TVjOxm4vUDVkvxrIv3fIq45WWVUbRgONMAnc8OVBxdZQP7tLvfMl5qM5OQ== | 2022-03-23 00:58 | Adjustments to lighting control operations without commissioning | 2 | Custom Lighting | Available | Angee Watanabe | Commercial | Active
dc57376b-55eb-e111-8626-0050569e014e | 57DCnfkG6B0uMotagsV+IyBFNBtaUqqnfPp/qd3Y0Wcv8JuR6xwz3Vdf7RSiACib0FqUaH/KE+S0SvzEyP23yA== | 2022-03-23 00:58 | Advanced quality control | 5 | Process | Available | Angee Watanabe | Industrial | Active
384e2d27-0095-e811-9ab9-005056907e1b | 2XivdAlSODn4/ZgemgVpSOpInrWFoafcqdcxNb0IOpnylKqCT6vjd9BGQUipTvbMC/cwzrEbV0Yqo7MnQ6oC5g== | 2022-03-23 01:07 | Advanced Rooftop Unit Controls | 10 | HVAC | Available | Doina Balea | Commercial | Active
26771bef-99bf-e511-95b0-005056907e1b | RhENj7DvpnolIpC0jaEnlflNCQUETRGoV76G+NAJKy0vuWLZkCQy13ftSX9ORti6urRN0aU1vEo89xQBgb32qg== | 2022-03-23 01:07 | Air distribution retrofit (ductwork) | 18 | HVAC | Available | Doina Balea | Industrial | Active
056e4134-4feb-e111-8626-0050569e014e | wy6v8XWAcDY6Axp9+Pk/8rSRifo3ZDVqTucKyO2EwnWQFBrc5wK01MG0OJ0AF4xJ385BV2vjj6CH+MR9+hyZAQ== | 2022-03-23 00:58 | Air distribution retrofit (ductwork) | 18 | Advanced Energy Office | Available | Angee Watanabe | Commercial | Inactive
896e4134-4feb-e111-8626-0050569e014e | 0e3Xs5mKPIlYKxFxgb6aEgadZ+srZJWrgnfSSc0uiprSoTdxdc4XRIx/ZiocW5XeKpfQdIXFTLup7gLbKymYRg== | 2022-03-23 01:07 | Air distribution retrofit (ductwork) | 18 | HVAC | Available | Angee Watanabe | Commercial | Active
5f4621aa-8514-ef11-8173-005056900b78 | A2kETTeY/DJOHbZmPr1CMcxbEC6SZNaM7iBADisXC/0BGNDmSRWFp22nV6n9gYQPcParrIkXBpwdoucOwQcnzQ== | 2024-05-17 19:43 | Air Source VRF Distributed Heat Pumps | 18 | LCE - HVAC | Available | Doina Balea | Industrial | Active
12ad73cc-fa64-e811-9a34-005056907e1b | FCgrF1pWCdp2XPFJ2DyEiET+HKhI5WZR4Cv7UYST5EuL/BFtX1hOIopIq4IzjvugooSZ5PV4ZNNdtuoMIPiorA== | 2022-03-23 00:58 | Air Source VRF Distributed Heat Pumps | 18 | LCE - HVAC | Available | Doina Balea | Commercial | Active
79833c8c-8a14-ef11-8173-005056900b78 | 4mJ4V152tDfPN2kV+oTp4DuSwlnF11zqyxbdAG3KAB0DueF3XSTbs56eCJGjvdfOP28iG16gfm2lHnYsCJmfPA== | 2024-05-17 20:18 | Air Source VRF Distributed Heat Pumps with High-efficiency (>75%) HRV | 17 | LCE - HVAC | Available | Doina Balea | Industrial | Active
72176037-fd0f-eb11-8143-0050569043a6 | FdbuWIlgVkQ+O25oVHNPaezoNefMfQmyaeGHv5vmuEEnCSgdfptHTFJNKwsaGWgy4uCKrpjIEwU/fWPcvXp0PQ== | 2022-03-23 00:58 | Air Source VRF Distributed Heat Pumps with High-efficiency (>75%) HRV | 17 | LCE - HVAC | Available | Doina Balea | Commercial | Active
dd516b00-b358-ea11-813b-005056900b78 | eAMt2SYOAOepekNLIOzPxjiMTOStALFCo0/37oAnLxoJcFqA/toWTTJuAU2HnRDTQEuV0L+j62xSwq7Cqp/gSw== | 2022-03-23 00:58 | Air-Source Heat Pump | 18 | Space Conditioning | Available | Doina Balea | Residential | Active
0fbe4401-8b14-ef11-8173-005056900b78 | 3QP3Yf/FKuWnbUkhV2Iix5o0T+dRD2xgkaBBqPjLPs9VVHI/o4dX5MPs43Bc3RaJAdUUrdLps9oK25ahOOm5dg== | 2024-05-17 20:21 | Air-to-Air Heat Pump (ductless or minisplit) | 18 | LCE - HVAC | Available | Doina Balea | Industrial | Active
22732b0e-fa64-e811-9a34-005056907e1b | STKRwM5k2Cj8z4z4RBnfy4B0jP38IUylulYmbYcwC3EVHK+Bwr1acVAkU4LQpnAKN8iQeuQxiNMR/W8QJi6zWQ== | 2022-03-23 00:58 | Air-to-Air Heat Pump (ductless or minisplit) | 18 | LCE - HVAC | Available | Doina Balea | Commercial | Active
4a168f8a-8b14-ef11-8173-005056900b78 | snwA6W/uWy/q5qMfwjrXzkL4m6w3fRo/CXN14tmqRsk9AOD95darsPC5HlHRwKjrUDci2FETH04b/VV9vZKYCw== | 2024-05-17 20:25 | Air-to-Air Heat Pump (ductless or mini-split) with High-efficiency (>75%) HRV | 16 | LCE - HVAC | Available | Doina Balea | Industrial | Active
cbdf2cdf-fd0f-eb11-8143-0050569043a6 | 4LFtlFrlhU+B5q+IWMAYWnYRqo/XTv+aQtipNKZbcYjcFMXaTtTPFUrBuP1LwDRjMLB40fdiSfLm8ZrWnNuYjA== | 2022-03-23 00:58 | Air-to-Air Heat Pump (ductless or mini-split) with High-efficiency (>75%) HRV | 16 | LCE - HVAC | Available | Doina Balea | Commercial | Active
b2478545-fe0f-eb11-8143-0050569043a6 | ht1AzgIH9B5jn+dNDpIH+v7ePsxL4uW6RKxrOfGi04M/pe2FKMyF6Yu0c6G3f2Opn0mN9txzI3IPu59gm6ATZw== | 2022-03-23 00:58 | Air-to-Water CO2 Heat Pump Water Heater | 15 | LCE - Domestic Hot Water | Available | Doina Balea | Commercial | Active
58795f16-6dd8-ec11-8158-0050569043a6 | e7xMbaXgUJazow0SISJDEV8hB9qOIMitg4uOMYoZ87aWS2PWpZFjMnWTn8r0R9p8TMeGyiK8NA6/pvaRYladoQ== | 2022-05-20 18:46 | Air-to-Water CO2 Heat Pump Water Heater | 15 | LCE - Domestic Hot Water | Available | Doina Balea | Industrial | Active
8de54601-8c14-ef11-8173-005056900b78 | P0QoIuasCfqaCX24TXNY9a6J6qhyiXvLCOwcTG3teOdTNvQmaSxk0Q88KCKKn5KABn6HDWu9ZxSxzvnq/uOCBQ== | 2024-05-17 20:28 | Air-to-Water Heat Pump | 15 | LCE - HVAC | Available | Doina Balea | Industrial | Active
eeea68e6-f964-e811-9a34-005056907e1b | wPZ37ytStYhjmf52AYIqO9efr9cP4QX4nT11+inIFa+cwUA64BDVy/2bxx7zGEO4Klj1HFeCLTs9qcKgU4NPgA== | 2022-03-23 00:58 | Air-to-Water Heat Pump | 15 | LCE - HVAC | Available | Doina Balea | Commercial | Active
4549dc64-38f1-ee11-8176-0050569043a6 | uO/Bs2vrYuyGrbpAitWIeFR4A7NUYMRz4d9HQ3HE729cJmZYK4BnqjQjxVNl4bP1l3oyomhLwCXjad/FYap8tw== | 2024-04-02 21:32 | Air-to-Water Heat Pump (Central Plant) | 15 | LCE - Domestic Hot Water | Available | Doina Balea | Industrial | Active
6a00290b-fb64-e811-9a34-005056907e1b | ledXklja5jLBt1AUJMN8uyTRTIvl9ojgSh708VeegcZjs6CfborbTzqd3y/W3uMi1UABNqs6txuIvnyGpotMYg== | 2022-03-23 00:58 | Air-to-Water Heat Pump (central plant) | 15 | LCE - Domestic Hot Water | Available | Doina Balea | Commercial | Active
61b9f167-39f1-ee11-8176-0050569043a6 | VGYVnzdrzWBqr2Wgz3mkiF5mGraDwupm6CWqFYC6uy/3IFpQLyCXLvsIQ4htDnFe2ke14xMx9CXuvoDps53Nng== | 2024-04-02 21:39 | Air-to-Water Heat Pump Water Heater | 15 | LCE - Domestic Hot Water | Available | Doina Balea | Industrial | Active
5050e326-fb64-e811-9a34-005056907e1b | 8+DwGjX1CfCA9nFIhjxIh5nn+im6KMusUkmQ7Hv9Ww06oI107MDA7Wszk4AhVBGRXkY2omFQde8wU3GQy3X5fQ== | 2022-03-23 00:58 | Air-to-Water Heat Pump Water Heater | 15 | LCE - Domestic Hot Water | Available | Doina Balea | Commercial | Active
4b7cd900-32dd-ed11-8165-0050569043a6 | DMn231fuTkw5PW2KqJ+FiAjJzAI9reSShUI0sv7qyVbLRkvFyTbmjmWsydoGLxnr7vqcz/+z1ywXqBPdZSECfw== | 2023-04-17 15:11 | Annual Operational and Procedural Measures | 1 | Load Displacement - Bio-Gas | Available | Doina Balea | Industrial | Active
f04e225f-df70-ef11-817b-0050569043a6 | wNJ9pHS9OhHvQOqRrgW3uNOn5u+BXBknFZyK7SFep3QFZP9vvqwQApJnp5fGLqVbqe/bxFMgQq1opsKKHNyA5A== | 2024-09-12 08:17 | Annual Operational and Procedural Measures | 1 | Load Displacement - Biomass | Available | Doina Balea | Industrial | Active
1e9125e8-df70-ef11-817b-0050569043a6 | BdNGwRyFS5GmdLNT9813w2jeZBiNYv717vXXHLN8zWoSg5mlWqczd8SJluGmS8IzdSRQB1sI0nqrqNF5F85lQg== | 2024-09-12 08:21 | Annual Operational and Procedural Measures | 1 | Load Displacement - Geothermal | Available | Doina Balea | Commercial | Active
a7864d86-e070-ef11-817b-0050569043a6 | Qn+37RYc+1Pe901O20Uwmp4Y72EDFHLB7BXgds9YPDcoceiSIbS/FwJC9g28TV49MIit5QSD4c77pwQNSKV8TQ== | 2024-09-12 08:25 | Annual Operational and Procedural Measures | 1 | Load Displacement - Geothermal | Available | Doina Balea | Industrial | Active
1487c910-e170-ef11-817b-0050569043a6 | dLluIo2bCBJ4WlBkyUwxLbn2e8fDmNjRlcEvTRzi3I/sVTZdTH9nmnd/nW+oHv31g4wr2tEPNwoV2VkIhAP9cQ== | 2024-09-12 08:29 | Annual Operational and Procedural Measures | 1 | Load Displacement - Hydro | Available | Doina Balea | Industrial | Active
368b1e62-e170-ef11-817b-0050569043a6 | oqeJM2dcqmCGeIIxPCWpcUf8eSfRPYbBafYPckvjoTMEsygp5N4MsWYXMR53fJyB0vtCfg0FWyRDCBiNU4jvhw== | 2024-09-12 08:31 | Annual Operational and Procedural Measures | 1 | Load Displacement - Natural Gas | Available | Doina Balea | Industrial | Active
056393a7-e170-ef11-817b-0050569043a6 | JLpss6vlRBKh52kR55k4Cxt09jCwKAMqwnoqmRHGPatSue0+hh3Za7WYnApsQxOrSvJwryb2xOBb0TUpy6FpGQ== | 2024-09-12 08:33 | Annual Operational and Procedural Measures | 1 | Load Displacement - Process Heat (no incremental fuel) | Available | Doina Balea | Industrial | Active
9c5416f0-e170-ef11-817b-0050569043a6 | kehCQNrhzJoa2aIIRm4yLqM3jnr6F4MQ9U8ZE67fBKcu3IP/Id/zZa3ehAY6DZPJSWL0A4GsWoslP3FU9eyfQQ== | 2024-09-12 08:35 | Annual Operational and Procedural Measures | 1 | Load Displacement - Renewable Natural Gas | Available | Doina Balea | Industrial | Active
10529024-e270-ef11-817b-0050569043a6 | N5KL6JtzOh4VoK7TVS9uQPIORDldZoWxA4syF2pyQd3VkB09DvNf4dMsPe218F0QoRCHxKZrbNQzO1oaBpTvqw== | 2024-09-12 08:37 | Annual Operational and Procedural Measures | 1 | Load Displacement - Solar | Available | Doina Balea | Commercial | Active
e47fc15f-e270-ef11-817b-0050569043a6 | HRex/YpoFK5s5Lkd4Pqz2a9q++jrNwUCOBxTKuFYCUauIlKhxH19AZJbx0jFd9Y7si5W/Iv0N+Awx2ALY42xRg== | 2024-09-12 08:38 | Annual Operational and Procedural Measures | 1 | Load Displacement - Solar | Available | Doina Balea | Industrial | Active
d99a7096-e270-ef11-817b-0050569043a6 | qvg6hBj5wNSVNW5P3Xt5hOmKgcAILXYA6D0vS6uuKMhn5kPJjVR0qVsg1bs03ZA0MwJoNI9V5CdlFPBLzy1/Wg== | 2024-09-12 08:40 | Annual Operational and Procedural Measures | 1 | Load Displacement - Waste Hydrogen Gas | Available | Doina Balea | Industrial | Active
8f035dc0-e270-ef11-817b-0050569043a6 | kjtA6I6PZL2wlmFqA12nVG5QbKOcPCzMW7RxtYw5Zfu1VhjOV4e7s8Q9ItqgMaOVe72F5pvk0NQyZEwJTIOIMQ== | 2024-09-12 08:41 | Annual Operational and Procedural Measures | 1 | Load Displacement - Wind | Available | Doina Balea | Industrial | Active
6b7f7ec5-51eb-e111-8626-0050569e014e | JtLyq1ZNlEXjZd/SStjpm2oGwRyZdWnP4EeIKZEmC1IUoEGKqt86gCzJ0cUCQZsZpFWcisV2qVCJggzFXAC8nw== | 2022-03-23 00:58 | Anti-sweat heater humidistat control | 12 | Refrigeration | Available | Angee Watanabe | Commercial | Active
f67aadef-e492-e911-8132-005056900b78 | Vn1XO7SqGVlGzLQeat9oJdnsk8KiGo+jaWncU7KE/blykz+ZifVqF5/fSSDRZewhwTlovNcs0/Kj9vPd3VPbOQ== | 2022-03-23 00:58 | Automatic Control Valve | 10 | Pumps | Available | Doina Balea | Industrial | Active
d445896a-5045-ef11-8175-005056900b78 | tnEK2AN6Is1xpF5C8e71iEGKMGJU1fhYOjr7VkFLUl9VLo4tPB6qK7rPmDhXMgRTeVfeaUvxdIXnD/Ig8wAIpQ== | 2024-07-18 21:55 | Battery Energy Storage System | 10 | Energy Storage | Available | Doina Balea | Industrial | Active
51bb033b-5145-ef11-8175-005056900b78 | xYnq/D1q75P2aobJibr7UgF4ZupUXSv5mT5pRdpXulXccHHp87i3VUTkK7ni6ghEm2n11BIWtsL96X5S04GAiQ== | 2024-07-18 22:01 | Battery Energy Storage System | 10 | Energy Storage | Available | Doina Balea | Commercial | Active
7876e3da-a0e2-ec11-8157-005056900b78 | BeMZk9KUuJsBhZIKdgn9gL5jL8Tt/CoSBx3jB5jWkRpiX5aO5DOw+3DPpBxbMnIdf5TBmY08YvGuN7vtUN/dwQ== | 2022-06-02 20:39 | Bi-Level Stand-Alone Lighting Controls | 10 | Custom Lighting | Available | Doina Balea | Commercial | Active
3beb3b60-efb6-ee11-8173-0050569043a6 | lBiGwcxGrS228t2OOUbOKpaKVL4wCvDbUZyhPaFPiwHqu68GGTncwNRP3Iimk9a0RgcfUyVUb59AlLy6EXzrbQ== | 2024-03-05 00:27 | Bi-Level Stand-Alone Lighting Controls | 10 | Lighting - Horticulture | Available | Doina Balea | Industrial | Active
55c7e81d-f7b6-ee11-8173-0050569043a6 | AdE2BJXwxhRVoHS/OJ0cKGTdjwWtZOTOJwa382BHEcyBFoIQ54GNdualu5jIv4K8ZlrJLJoA6Yne2/GE/9bfBQ== | 2024-03-05 00:28 | Bi-Level Stand-Alone Lighting Controls | 10 | Lighting | Available | Doina Balea | Industrial | Active
fba338bf-7c9b-ee11-816e-005056900b78 | M+RsO4H+12efXNC15MfVhlt/1B7uprTkUs08C6s8n0HXYfrR30m9sXhgyo7xDCpVoxscrJwAIJLzXxo3qJ73kg== | 2023-12-15 19:24 | Boiler/ Steam Turbo-Generator | 20 | Load Displacement - Geothermal | Available | Doina Balea | Commercial | Active
db74b04f-c55a-e211-a855-0050569e014e | i69fiEho9Q8/xRl4VLrmAX+Ta3RKVvXmhVu6B02bL1t0XjgJjV55ET11fF8KWUVFSyo5GRvJokeQzn9g/pWuLg== | 2022-03-23 00:58 | Boiler/ Steam Turbo-Generator | 20 | Load Displacement - Biomass | Available | Doina Balea | Industrial | Active
6cda0f58-c55a-e211-a855-0050569e014e | POYdb/57nQ+0GPJnF5FmFSvXFRv2XEkPtoVNup9aQDTAwhgNN0dVwZtbPy8JTfE8mEUapg/FdorK1WdHk7rm7w== | 2022-03-23 00:58 | Boiler/ Steam Turbo-Generator | 20 | Load Displacement - Waste Hydrogen Gas | Available | Doina Balea | Industrial | Active
08c89760-c55a-e211-a855-0050569e014e | dObKOxlfFvA6axv28Q2qSz2TUuEg0b8O6rPrE5EP+/JGh2bpm9HS/6QgYBnJyvVhJpep5az06bW8bgkqDbsILw== | 2022-03-23 00:58 | Boiler/ Steam Turbo-Generator | 20 | Load Displacement - Natural Gas | Available | Doina Balea | Industrial | Active
aaaf606b-c55a-e211-a855-0050569e014e | 2ljah1kmM7jhTKyCEaWFEKUmJsFV/L2x7BXYoWl7LGpWwtpU/gBaFbhnyR4dsyZbHGJMDLEM4tfeC8DxnjRrzw== | 2022-03-23 00:58 | Boiler/ Steam Turbo-Generator | 20 | Load Displacement - Renewable Natural Gas | Available | Doina Balea | Industrial | Active
4d4dbe75-c55a-e211-a855-0050569e014e | QhyEvx+fvliZ1VTUFIzHhzNcXH9D2dU1K+sDLO2Qf5OtkM6CSsc9U+CfCXx83mlYFbG9WLKYeBhs2Zpg5XhSVw== | 2022-03-23 00:58 | Boiler/ Steam Turbo-Generator | 20 | Load Displacement - Bio-Gas | Available | Doina Balea | Industrial | Active
f5e48c87-c55a-e211-a855-0050569e014e | 5ayBBiUipcbamEt77JbEqUwehV28sVq713X0tvsM76UAnukkIGVmWOBvfyoiH7ArqW+pU2tNg84CAqipAPF/xQ== | 2022-03-23 00:58 | Boiler/ Steam Turbo-Generator | 20 | Load Displacement - Process Heat (no incremental fuel) | Available | Doina Balea | Industrial | Active
45d08d8e-c55a-e211-a855-0050569e014e | TIXbYea4dXs3/KrnC3OKXVwIADce6KxqY2PqXyJ7wO2TzAok3dy7h/oFvs/PDYi8uEDaQjPOyIkIwTeeiqC9sQ== | 2022-03-23 00:58 | Boiler/ Steam Turbo-Generator | 20 | Load Displacement - Geothermal | Available | Doina Balea | Industrial | Active
7f0b2a4c-52eb-e111-8626-0050569e014e | sPp9H7WTg7iPr5ZgVk29ZmifTu9Mbz1asAgKO2GntV6eSKB2rWhlaYhFv/pfMm83PEUZ8nB5ezviy8AXhrasew== | 2022-03-23 00:58 | Booster Pump | 15 | Pumps | Available | Angee Watanabe | Commercial | Active
40916b40-52eb-e111-8626-0050569e014e | 5qS44xIbcHu1I9d5BTK2b1i95q/WwzuAAUH/6R3CgWEXd9ZwVKOHPASC9lWWSbD1ph8ENj80cy42KQzPUEMNxA== | 2022-03-23 00:58 | Brine Pump: Install Pony Motor | 15 | Pumps | Available | Angee Watanabe | Commercial | Active
bbd059c4-7914-ef11-8173-005056900b78 | yJXwtHUCwc6Nfw1SbkMEvEp77bXJe2DIMr79jTn4RAEb3w8b+HZnsCECQuR+/qDUxg/AubyqPkRT4hYNxknqOA== | 2024-05-17 18:18 | Building Controls | 8 | HVAC | Available | Doina Balea | Industrial | Active
a36e4134-4feb-e111-8626-0050569e014e | 6l1xA3Jrx7ksKfPlFgowaXeOdEcQtMH9gonSb3LvxxV5pmC3oZl61T476G3ebUj3qcyozhkIGWonS8yOOrikfg== | 2022-03-23 01:07 | Building Controls | 8 | HVAC | Available | Angee Watanabe | Commercial | Active
d308fe9e-56eb-e111-8626-0050569e014e | U2XI0E4nDL236k69xuLYGkuUIGhQTmygYfX0fFCfklpHWSA1qn+juVKhDkc1IR7qpq3nQve5n1ORMkTSV9fuow== | 2022-03-23 00:58 | Capacitor and reactor installation to reduce line losses | 16 | Other | Available | Angee Watanabe | Industrial | Active
744c75f5-0b2f-e411-b477-005056907e1b | 148/P5pHEhaGVcVyR4PwsTDhJNlJ4+/si3xLVNrvJmaUspFnHoOvtbnSIlzuPwohr41eTuV6Ot+t3RpO2+ZzIw== | 2022-03-23 00:58 | CNC Only - High Efficiency HVAC System/ Plant, Central Heat Pumps | 17 | HVAC | Available | Doina Balea | Commercial | Active
d601fe0e-0c2f-e411-b477-005056907e1b | S/CehG+TjlVgnJpEqIqcVoN+HPoEXvj5i0JQaz+38PjGgAwACKgdywKMq4amILfyi1ygIW6t9G54Tn+hYvrIUw== | 2022-03-23 00:58 | CNC Only - High Efficiency HVAC System/ Plant, Distributed Heat Pumps. | 18 | HVAC | Available | Doina Balea | Commercial | Active
076e4134-4feb-e111-8626-0050569e014e | jOFhErPW1AGHb7/ceJVAyC88T4TbcHssECWMST1DaRXk26djXaOWOBLOhUW/i0zPQ72HMJ0LqzQ2q2OP4ckHmA== | 2022-03-23 00:58 | CO based parkade ventilation control | 5 | Advanced Energy Office | Available | Angee Watanabe | Commercial | Inactive
8b6e4134-4feb-e111-8626-0050569e014e | lFlRn0MBVx2ShLTsmPf5mNSySK8rZr0e+jDo/PBsNglyeA0I9OgBcyX7TYRflNqCEz3tskea9KLoSg2D++9nnA== | 2022-03-23 00:58 | CO based parkade ventilation control | 5 | HVAC | Available | Angee Watanabe | Commercial | Active
084b9501-9abf-e511-95b0-005056907e1b | ZX1bfBU3ZD5J7ip68Xe/Pe7JGFinF4okIVlC2wWcCv3xGkxp4WsBDy6Bz0zX6RMZmwN1recMod/pqa8q4zHlHw== | 2022-03-23 00:58 | CO2 based demand control ventilation | 5 | HVAC | Available | Doina Balea | Industrial | Active
096e4134-4feb-e111-8626-0050569e014e | FAE/t9cO/n1+bDSjzbWiVDOMs9O372+5uadvN4p0XX1waNMD2Xn/NwzR58yRcZFaVNrNlzeG59b1UNmWcZX3EQ== | 2022-03-23 00:58 | CO2 based demand control ventilation | 5 | Advanced Energy Office | Available | Angee Watanabe | Commercial | Inactive
8d6e4134-4feb-e111-8626-0050569e014e | 0ul9EUgh3KBe0VPSajmycYPBGBMkSvtsBXfmmSNk2LL58HPGD/p+i5l4+GuXuWBRkHTmkACPuocpyxilcwr/sw== | 2022-03-23 00:58 | CO2 based demand control ventilation | 5 | HVAC | Available | Angee Watanabe | Commercial | Active
bae7474f-1d5b-ef11-817a-0050569043a6 | 85k/VpKG+x1NO6yYj58Zm+l5zL/NadFi9X8Vc6vZJwFLFRYBF4oUy52dAcchhaYqy+OU/cLv6NdhlEzjBeenWQ== | 2024-08-15 15:45 | Coil Cleaning | 3 | HVAC | Available | Doina Balea | Industrial | Active
867780dc-1d5b-ef11-817a-0050569043a6 | UKqqohHfg68ADMr62MPD28liw5VAY+o7iBCfPcP+vOMN3jmxDbZRpmQQZFnecwo1OQUVAeFLMNe1jfm4OIHHvQ== | 2024-08-15 15:49 | Coil Cleaning | 3 | HVAC | Available | Doina Balea | Commercial | Active
82aaf7f0-c55a-e211-a855-0050569e014e | ssd9IavN6hPT0lpv4ENyvFf7cR4NteLarNECDLlx1uDV1uwUpKO8ZqF92Je7KfcA8gY/Lp4nOP/FIDVdz/R4VQ== | 2022-03-23 00:58 | Combined Cycle/ Combined Heat and Power | 20 | Load Displacement - Biomass | Available | Doina Balea | Industrial | Active
3e7a64fa-c55a-e211-a855-0050569e014e | jZeA5mVLDaXuQEj7ryFpnNhrH2k3Ho84R9/A31bdJW5n0yXh59T/rZPt9ke6emz22T/hPmkhgY3Oi8olrSA+Jg== | 2022-03-23 00:58 | Combined Cycle/ Combined Heat and Power | 20 | Load Displacement - Waste Hydrogen Gas | Available | Doina Balea | Industrial | Active
17543301-c65a-e211-a855-0050569e014e | wOZS59zsOu0MtF0kBi7HSayQK4qU2PpjcwloHqMpFIrgA7/IiV3BH/cYvSCTXWJEhZ7602+h7P3KBvQVFxA54A== | 2022-03-23 00:58 | Combined Cycle/ Combined Heat and Power | 20 | Load Displacement - Natural Gas | Available | Doina Balea | Industrial | Active
fdd7180c-c65a-e211-a855-0050569e014e | NxFCPI8Yv92438nB/7RQfPwbAPnOJrdoXXUoaztDBwsyIciMacFDFK1JRuci0JpcBnRTCfUs6XlaXpopbl3QqQ== | 2022-03-23 00:58 | Combined Cycle/ Combined Heat and Power | 20 | Load Displacement - Renewable Natural Gas | Available | Doina Balea | Industrial | Active
bb6e1117-c65a-e211-a855-0050569e014e | vjFfg7aE78gkls3pUUBpePEsuEuzYfrwIQfXKfs99L6vrMWmDskn7jwWWJp2UsipJgm9Ichs/WzLg9hnQ0y/JQ== | 2022-03-23 00:58 | Combined Cycle/ Combined Heat and Power | 20 | Load Displacement - Bio-Gas | Available | Doina Balea | Industrial | Active
d64d6911-c55a-e211-a855-0050569e014e | wosrMhs1lzdO+R5ogRNfkboZho7lUm352zdeA4F46VfguOnaNSwF2R1QWfkHO4r1cEetXwdTpbvNWdMZ6NTVrA== | 2022-03-23 00:58 | Combined Cycle | 20 | Load Displacement - Biomass | Available | Doina Balea | Industrial | Active
fea6df1a-c55a-e211-a855-0050569e014e | XC5Ut6U0JrzS1+2a3BJWxs1t/FyWBa92uPC1EVsJqa7L4NZEQwi2P/FDS1QS3o1AJpv2BSDSQYbFq//cJ6O8ng== | 2022-03-23 00:58 | Combined Cycle | 20 | Load Displacement - Waste Hydrogen Gas | Available | Doina Balea | Industrial | Active
a2fad124-c55a-e211-a855-0050569e014e | o+zQnzJz7VI1Gv0K8yI0IGFPB/ErHLPWKy+iV79WUjzTvRjwSUTM9hjlGfywfg8BV/xiaED7U51lN9H5HBttXw== | 2022-03-23 00:58 | Combined Cycle | 20 | Load Displacement - Natural Gas | Available | Doina Balea | Industrial | Active
780d452f-c55a-e211-a855-0050569e014e | nNWxsk+daJbErZXmTK4VRhc69N7k6oig2AkQKKZZLvlcPLpcqKm2x7fkbtyxteITTvHyyM/3CgjCll7lg5qxdg== | 2022-03-23 00:58 | Combined Cycle | 20 | Load Displacement - Renewable Natural Gas | Available | Doina Balea | Industrial | Active
33496b47-c55a-e211-a855-0050569e014e | WfcUZtLK0YCzhAuFfy4ZrNttbZ8HenFrND4SGKgR7ERBwWUfr9TuyzTU9IYz0a3x8ceexqK2AyB5SZv+yaOuCw== | 2022-03-23 00:58 | Combined Cycle | 20 | Load Displacement - Bio-Gas | Available | Doina Balea | Industrial | Active
21f17174-7f9b-ee11-816e-005056900b78 | /qALtpAcOLylz759zh3ib6mFxgVRYtHtFUBTbz/vGBeiDsbzmALadGIddH+FmyBvmAZIS+bhDUCwu0oTPfdQ+w== | 2023-12-15 19:24 | Combined Heat and Power | 20 | Load Displacement - Geothermal | Available | Doina Balea | Commercial | Active
6c84969f-c55a-e211-a855-0050569e014e | Aj5PycetKANVL2AlJtUSlXQ425E2k+0zRZhkc40y3q2wJ+HvHJXyX08QjyMsf+/kqbgxXYMg4crdQM4atZeBDg== | 2022-03-23 00:58 | Combined Heat and Power | 20 | Load Displacement - Biomass | Available | Doina Balea | Industrial | Active
8844eda6-c55a-e211-a855-0050569e014e | XSJ0PowV3MVcRd8WsgtQrfkH6zcEIb4uCclObVLgWYsoAJuxiQYqwL3vkDcZ1kwamLoc5g3J3QFbgyuK75IhWw== | 2022-03-23 00:58 | Combined Heat and Power | 20 | Load Displacement - Waste Hydrogen Gas | Available | Doina Balea | Industrial | Active
875544b3-c55a-e211-a855-0050569e014e | F10X+BrA+jZC/QZAQmw16zETrFLfooJhA3IycxXv9vGQn0I0+ByvmcoHOmDYkb8MXrSHKWwqwpadJaeuCNQt+w== | 2022-03-23 00:58 | Combined Heat and Power | 20 | Load Displacement - Natural Gas | Available | Doina Balea | Industrial | Active
9f3d48bc-c55a-e211-a855-0050569e014e | ylYQ5+74tw2kNUB8wAJWbna3KRRxBfOrLXX9j6K2QhIq9vCClJVodt2PlinCqb0AiytCUcxxb+Fz09w/lMbtUA== | 2022-03-23 00:58 | Combined Heat and Power | 20 | Load Displacement - Renewable Natural Gas | Available | Doina Balea | Industrial | Active
e345eec5-c55a-e211-a855-0050569e014e | 96Cegz3Izzmlekmv4o4MT2eK9DB1KVcANr17/5LXpyLB1kTgjVxqajKMIA+4LBl6CZN55pvgIi4L6kqtRj9sGg== | 2022-03-23 00:58 | Combined Heat and Power | 20 | Load Displacement - Bio-Gas | Available | Doina Balea | Industrial | Active
a6d657d8-c55a-e211-a855-0050569e014e | 3wuQMvp4x7SgzdzI8U0tA2hGVZyuDVdnEfFmlLIKPEezx8Ut4wZM4Ar16yvAxPfhn1POb87uZIS8NCwQdF/h4Q== | 2022-03-23 00:58 | Combined Heat and Power | 20 | Load Displacement - Process Heat (no incremental fuel) | Available | Doina Balea | Industrial | Active
03110de1-c55a-e211-a855-0050569e014e | 66E2qn0h9iZVLPo0YhFsoEHezf7oDfATMmL2vchvpqAJUhxojSL2QExaaT4FSm1BeXkZ0Eo8Kcuz1AZKoYLjBQ== | 2022-03-23 00:58 | Combined Heat and Power | 20 | Load Displacement - Geothermal | Available | Doina Balea | Industrial | Active
04d6db04-1b19-ef11-8177-0050569043a6 | kc3wgj1/CDkU/nJsDmZEJ5UewaZm69CCK+SXt8IXYr91mk8D1pJw9+L/3OZP5Fy8PSvM3jek/ZtyI/qgIdQAbQ== | 2024-05-23 15:42 | Commercial Operational and Procedural Measures for Hybrid Heat Pump Systems Heating and Hot Water Systems Optimization: Loop Temperature Reset; Equipment Staging; System Lockout; Unoccupied Setbacks. | 2 | LCE - HVAC | Available | Doina Balea | Commercial | Active
0d6e4134-4feb-e111-8626-0050569e014e | E14d4NyNYCFogtNU/RKlQMvEkuDpukb0ZiiTFxQ9E4Qjgq0xHsp8djQlRqMVi4JKpGUZuRj4tg8epxw/ETgLmg== | 2022-03-23 00:58 | Commercial operational and procedural measures including: Control resets and rescheduling; Heating, cooling, hot water, air handling, and refrigeration systems optimization; Fan motor and pump rescheduling; Supply air temperature reset; Unoccupied setback; System lockout . | 2 | Advanced Energy Office | Available | Angee Watanabe | Commercial | Inactive
ad6e4134-4feb-e111-8626-0050569e014e | dGkZH0LEFR/Z98nPk2DKNGt6fAvU8h4HVkc6CTD2Th8RdT3A2qzcmA7xztQpDQRQRHn7n+nduYdtTCr8K42FLw== | 2022-03-23 00:58 | Commercial operational and procedural measures including: Control resets and rescheduling; Heating, cooling, hot water, air handling, and refrigeration systems optimization; Fan motor and pump rescheduling; Supply air temperature reset; Unoccupied setback; System lockout . | 2 | HVAC Operations and Maintenance | Available | Angee Watanabe | Commercial | Inactive
91269d99-1119-ef11-8177-0050569043a6 | oKWGlhkaxW+RneliSzmdBqaLM459jX+JrSrx5tFkW0zzClbLBx2oOhFdp7MKVu5djs9/HZPzVk9rrzMEgKM2bA== | 2025-04-29 13:02 | Commercial Operational and Procedural Measures Including: Control Resets and Rescheduling; Heating, Cooling, Hot Water, Air Handling, and Refrigeration Systems Optimization; Fan Motor and Pump Rescheduling; Supply Air Temperature Reset; Unoccupied Setback; System Lockout. | 2 | HVAC | Available | Doina Balea | Commercial | Active
711a42e8-abba-e311-ba6a-005056907e1b | 8MWFxOjgtfnblgY6EnHPtTwVMa6WzX8PKMdf9DF+X1OGRqJ1uyMvoLxmjMQN1Hw90Lxes34XrJBOkdKabW2JuQ== | 2022-03-23 01:07 | Commercial operational and procedural measures including: Control resets and rescheduling; Heating, cooling, hot water, air handling, and refrigeration systems optimization; Fan motor and pump rescheduling; Unoccupied setback; System lockout . | 2 | Domestic Hot Water | Available | Doina Balea | Commercial | Active
a857376b-55eb-e111-8626-0050569e014e | Db38ceECqDbvrD43tn2/AzIYW1DpjFjH/8B5jA2GLADT4OGQ0ArRwk2OqwTY+B2axnjNqAUGcmYEdKD0FJpUJg== | 2022-03-23 00:58 | Compressed air piping and storage | 10 | Compressed Air | Available | Angee Watanabe | Industrial | Active
6f370d10-af3e-e911-812f-0050569043a6 | O4mau6VR9fFrEE9NbL7bfsjRt8pj5mhWsKR1vbuZGVGb1ctIbQoJ5LjSdjh335C6UNrm7XY4fvckaV0yqBBO9g== | 2022-03-23 00:58 | Connection to BC Hydro Grid via T/D Line | 30 | LCE - Electricity Supply | Available | Doina Balea | Industrial | Active
b2121b00-d13e-e911-812f-0050569043a6 | qet4yFbBGnemHipVSzFtHnSGZTw5h4ipGEhklsH81CA2ZGufheS2rfBcOmT5lOghyFyHXRf40opkRzZ06dgjvg== | 2022-03-23 00:58 | Connection to BC Hydro Grid via T/D Line | 30 | LCE - Electricity Supply | Available | Doina Balea | Commercial | Active
d8fb7472-a3e8-ee11-8171-005056900b78 | qglvJ9zwXp5wRzTt3DxCaqdyXfc/CW1Re71oKj1/7WEwybQKh6BE6iMauGPJ3MdF+//6jTKNALf3ItiEV6bdLA== | 2024-03-25 23:31 | Consolidation/Removal of IT Legacy Equipment | 10 | Other | Available | Doina Balea | Commercial | Active
14f8b90b-1113-ef11-8173-005056900b78 | XlJrriV+hDB5cxLFlJjvZ8nQiecBDPEtYmlfaVQdWyUAB2wsPfbvnESsLm49f7+xZ2Ogh1/RtNYnIxKEIE4Ipg== | 2024-05-15 23:16 | Conversion of Pneumatic Systems to Electrical Systems | 15 | Other | Available | Doina Balea | Industrial | Active
5258adb3-56eb-e111-8626-0050569e014e | isOkEcjmw5/21pKwJhJWFiB80bbHmMBn8XmcHuQLs+9NrseIcEH0nBSQ82bzRM6qe9cmBP1WJC0hY6ltya1d4g== | 2022-03-23 00:58 | Conveyor retrofit | 10 | Other | Available | Angee Watanabe | Industrial | Active
665b8612-9abf-e511-95b0-005056907e1b | jBjArT1TAsjdaM1FnRzxGM38/d2Pb2IdSzVVvQgqLUuQqcP53Zg/xMXVqS8gPvIXoaXVutq3lXYtRSBupiBW3g== | 2022-03-23 01:07 | Cooling equipment upgrades including high efficiency air conditioners | 15 | HVAC | Available | Doina Balea | Industrial | Active
0f6e4134-4feb-e111-8626-0050569e014e | 0bR/lRhr9fOcM8VZgTu1pPfxyVCV2s/8IYENaI6TRy+W5p6C4o3hu6+9jHbPfTCUJpI50PxCmLtJpqnKJzKX4A== | 2022-03-23 00:58 | Cooling equipment upgrades including high efficiency air conditioners | 15 | Advanced Energy Office | Available | Angee Watanabe | Commercial | Inactive
8f6e4134-4feb-e111-8626-0050569e014e | omACxPcES1xGiZC7YFxoh1xwjt2E/+3Tkevu220AiYccwA8GWyLViGo0FioFp3OOB7u3cnDc9m2Pm/3S28yKAg== | 2022-03-23 01:07 | Cooling equipment upgrades including high efficiency air conditioners | 15 | HVAC | Available | Angee Watanabe | Commercial | Active
b670ee23-9abf-e511-95b0-005056907e1b | 7QVOFiuyQHW6ZMxcRLWqxRlNEAikPleKX9fF06RA6HN7BYByAsjxFucMdGC6wmVTOKivMDPClOw6ZNYHB+uRhg== | 2022-03-23 01:07 | Cooling tower / evaporating condenser | 15 | HVAC | Available | Doina Balea | Industrial | Active
116e4134-4feb-e111-8626-0050569e014e | Rfu7j8Oh+byHN6Par9FdpT8LcuBa3m1IDCZtHC49nxgOL5+bnMRKG6Drh0vf5Fl4nAN+aDljyCMcSP7x7ilbCg== | 2022-03-23 00:58 | Cooling tower / evaporating condenser | 15 | Advanced Energy Office | Available | Angee Watanabe | Commercial | Inactive
916e4134-4feb-e111-8626-0050569e014e | VjKf1SH9jI+ropdyJChTBR9p7F6XogLxx+JlPxOn1+1t4NIaWy0Ki/4VnMSZyQ1njkayxmUdq5eQBbwjV6b91w== | 2022-03-23 01:07 | Cooling tower / evaporating condenser | 15 | HVAC | Available | Angee Watanabe | Commercial | Active
6f6e4134-4feb-e111-8626-0050569e014e | E1LkM1L+gJLRJkYiyYX5uiEW6RNnE9hLuXNOCFSi5QmKJB4X+P5eMXkj0z+AHaZpxnNJ8S4kNLwrae0VY9sZ9w== | 2022-03-23 00:58 | Data centre servers | 4 | Green IT | Available | Angee Watanabe | Commercial | Active
812ae607-0bc4-e311-ba6a-005056907e1b | 7+6AH6DdhrRbXhSq+6sVO6xFxynBkQM/WHFwnFbqQw+o0+sfYZxPVLlJFe2r9rFTFA/R4i6mYqfTMaq9MSPp1A== | 2022-03-23 00:58 | Demo Controls | 8 | Demo Project | Available | Doina Balea | Commercial | Active
069c9e1f-0bc4-e311-ba6a-005056907e1b | oJim6FPFkYYkNHcF1kVw0PXuTw3N+X9A5L7kBNza21I7w1xrTpN+gaeaeGGQThl3R/iYpJzO/xBYkPX3tMRFgA== | 2022-03-23 00:58 | Demo HVAC | 10 | Demo Project | Available | Doina Balea | Commercial | Active
fc1a5a2e-0bc4-e311-ba6a-005056907e1b | MRar7Agaqs74LfCBOFAmiW0mdTEEoIHvnbP5MMU9wwgC3EnYwPWV7g6b0f280Ji4Rsx3I8EObrLb8Q/0+z/g4w== | 2022-03-23 00:58 | Demo Lighting Hardwired | 10 | Demo Project | Available | Doina Balea | Commercial | Active
d79457c9-d01e-ef11-8174-005056900b78 | LYiE67lMgkqlDFghY2SU3I9lH5HnoSoyE2L1z0CNYbYiNnS6Jjj/OJoV97hhPfeuKl39QsmkL8crzIPcZXSESA== | 2024-05-30 22:06 | District Energy System - Electric Heat Pump | 30 | LCE - District Energy System | Available | Doina Balea | Industrial | Active
dfc26838-cf1e-ef11-8174-005056900b78 | DcNFwPCBfhG1/TNwrOiXhkikq7g2M6vNetqRNoZaRzYC4+AnZXSoKxvEL9hr0j80cDsFLPV9ekiV38D27Ze2gg== | 2024-05-30 21:55 | District Energy System - Electric or Electrode Boiler | 30 | LCE - District Energy System | Available | Doina Balea | Industrial | Active
656e4134-4feb-e111-8626-0050569e014e | NkNWwR/fNjr/N6Ae36xmmQFrlzZExUqgqMD7RujzFmNJcyIW2gN22XTusdQ0GitM6D4HI2esFxd5+lvgn0XUOg== | 2022-03-23 01:07 | Domestic hot water boiler upgrade; Efficient boiler | 15 | Domestic Hot Water | Available | Angee Watanabe | Commercial | Active
558c4338-99bf-e511-95b0-005056907e1b | zKfVxyTkyeD5mVw5TU4R9fO9mZTCvrKsExZvr+qMRc1nX4Ql0TXGu85APoJvJqN9NmeJ7h5YUGZ3VHTV3a+ZLQ== | 2022-03-23 00:58 | Domestic hot water distribution system retrofit (piping insulation) | 10 | Domestic Hot Water | Available | Doina Balea | Industrial | Active
676e4134-4feb-e111-8626-0050569e014e | ZgnqWma7lcpzPPlkuHj/dxRDg2JW93yDFLKCl4oOomXMvqmsoZSTLPE1PaqG4jIkrhLRQpK5cFjagQELNIoTug== | 2022-03-23 00:58 | Domestic hot water distribution system retrofit (piping insulation) | 10 | Domestic Hot Water | Available | Angee Watanabe | Commercial | Active
691eec47-99bf-e511-95b0-005056907e1b | ZU2ha26VXR3GW7d/iAYpv2oD4BMo3a+/5+Sa4fDlHeyR/6iax5dWuNg5NSSUc7yIMuBX9cj5wQTH2u3uVTlnjQ== | 2022-03-23 00:58 | Domestic hot water recirculation pump demand control | 10 | Domestic Hot Water | Available | Doina Balea | Industrial | Active
696e4134-4feb-e111-8626-0050569e014e | 07VWAUTzGeunxhJU9T97ipulC2YnVuN1q2O2VK0u8SUN1RasxTZxQUOG7nXXBXR0Btr5PvZrcmRbLmObX3ZZZw== | 2022-03-23 00:58 | Domestic hot water recirculation pump demand control | 10 | Domestic Hot Water | Available | Angee Watanabe | Commercial | Active
fe0b7cdc-601f-ef11-8174-005056900b78 | At2DNeK3yP9T31T75ScYdtCjyJmRM0kR3M8oGgbFnk4aOPQRLrs6J1/oRIwEjAXOClvwIX2Je9U6Y2qHoGHMnw== | 2024-08-14 21:53 | Drive Conversion | 10 | Motors and Drives | Available | Doina Balea | Industrial | Active
b6733083-50eb-e111-8626-0050569e014e | C+FDOAGLy7q09iHpnGtH1Gg5IQeTd8eCHFnifMYOEfumafHraL2bPK+kKPI/oe+8yoIBUG8PKe5PH0BCtkLRKA== | 2022-03-23 00:58 | Efficient door type dishwashing | 15 | Food Preparation | Available | Doina Balea | Commercial | Active
aa57376b-55eb-e111-8626-0050569e014e | 3NFukVgnWiOX5UXhu7rN4MOUs6NXkrMtss83079UpfHOPz7eMjFNgBpjKGTKy+LSfVfcbAGG4QPkMq0A2+LGXw== | 2022-03-23 00:58 | Efficient air compressors | 10 | Compressed Air | Available | Angee Watanabe | Industrial | Active
ac57376b-55eb-e111-8626-0050569e014e | ij2JK+1sWCbwAw7nPwjsfMN5lCHovi1Tnr0tQIRNBnQ9l6mEDiUTBV4MH12an4joPDigeZ4dpU27z4ipz3qIXQ== | 2022-03-23 00:58 | Efficient compressed air dryers | 10 | Compressed Air | Available | Angee Watanabe | Industrial | Active
822a7c31-3b17-ef11-8173-005056900b78 | dPFft/HdOOqPc/WcwM3F++8yt5od8s93hG9RRVALJ1xU5d3FSDohMFm2RCsSeoaRVxgLS3dsW8jdVKPl8YRF5A== | 2024-05-21 06:27 | Efficient Compressor | 15 | Refrigeration | Available | Doina Balea | Industrial | Active
1b78ce8e-51eb-e111-8626-0050569e014e | TFGztv11o4YArEICl3Cfwzpclvd5YPM0qxQSoDdslV4VbspQvFr+YjjR0/0qJ79o6S3omFbzXqn9ng5ZK/y9sw== | 2022-03-23 00:58 | Efficient compressor | 15 | Refrigeration | Available | Angee Watanabe | Commercial | Active
4b001dd6-1c5b-ef11-817a-0050569043a6 | ZaetD8Fwz8FzsPb3FtwzxjXh0JgR99T9a8ZDVv+hdQyRxXWTf8+U/CFiEt/7lpW7QdeqJqhOzSHkzkImEuKmyA== | 2024-08-30 00:25 | Efficient Compressor Equipment Including Multi-stage Intercooling, Variable Volume Pockets, or Centrifugal vs Reciprocating Designs | 15 | Natural Gas Compression | Available | Doina Balea | Industrial | Active
21326d0b-3c17-ef11-8173-005056900b78 | uYNJLNsy/0DyFA/PIAQLd5H21iBC89Tqykeiu6D1NcZVP/3L7XQXQcKv83ae3IsmRPO5JM/veC6ADCFU7VR8uQ== | 2024-05-21 06:34 | Efficient Condenser | 15 | Refrigeration | Available | Doina Balea | Industrial | Active
8df2fc91-50eb-e111-8626-0050569e014e | TM9mW+SkeyLCMjJgLkq6KXMvIo1aZXleWHo68q/DkHl7o3E9fOshHRCgRX6/P1P5At996h+aO46BnniuHSy2TQ== | 2022-03-23 00:58 | Efficient conveyor dishwasher | 20 | Food Preparation | Available | Doina Balea | Commercial | Active
de57376b-55eb-e111-8626-0050569e014e | cHLnuYmCHxAxDdl/J/Tn4JtdzJjAT26VEndhKtQ7PrYRCkHk4JIY0HqHE980v9wC0mmBDMq2BRPSRXPdz134IA== | 2022-03-23 00:58 | Efficient crushing or grinding circuit (NPD only) | 25 | Process | Available | Angee Watanabe | Industrial | Active
9018382a-1313-ef11-8173-005056900b78 | d2oeNPjJHWIfPbMcSF87FTdCu451R3ttrunXzySulWuuAvZUZ2nUBgQCnaQVw2pyxS6XQqnfjCQLuiwucd8sBQ== | 2024-05-15 23:31 | Efficient Extrusion Equipment | 15 | Process | Available | Doina Balea | Industrial | Active
55e4776b-50eb-e111-8626-0050569e014e | wRupS6iQn035brrFipmTxAd5FLv/uKHwuOgLAk9rvJwfB41Xly2q6lJvDMQmqfreoBDj40Uq7hByS+FIULeI6Q== | 2022-03-23 00:58 | Efficient food preparation equipment | 12 | Food Preparation | Available | Doina Balea | Commercial | Active
69ac6acb-56eb-e111-8626-0050569e014e | WcyNUSTMGNxhE8brZcL2i8cqrdMOKfnf7X2aXbXwiz950mAE6qPUj+297IRSiHLt2H0XdZe0x61eoLh8Xsi3OA== | 2022-03-23 00:58 | Efficient gear reducers | 20 | Other | Available | Angee Watanabe | Industrial | Active
8846ac5c-1413-ef11-8173-005056900b78 | hFsNh/xdV3Y1PMMfakRqqQBLD0ONqeac4t0Z0rF+c6a8m2DPyH+FaOw5kpZB4X1X7BA/GMK8wH3zB/F73FpbqQ== | 2024-05-15 23:40 | Efficient Injection Molding Equipment | 15 | Process | Available | Doina Balea | Industrial | Active
b0fc62ee-e392-e911-8132-005056900b78 | 7HsD35DXR3kW9PBf0zOqElZRZ7kMwjHN2gLuvgcawkAKcK4D+LYwfo8KtE/nX2PUGclfbqWc0IjAmmbE63DuZA== | 2022-03-23 00:58 | Efficient Irrigation System Upgrade | 20 | Pumps | Available | Doina Balea | Industrial | Active
e057376b-55eb-e111-8626-0050569e014e | VMLCFP9TW1JTj1zBADKBbQ1k1A19y5x8VWIDWBwoc9bqU1LzKveTAPkFERbqKtDOoKTzGf/pIduXN8e5aQydow== | 2022-03-23 00:58 | Efficient kiln, oven or furnace | 25 | Process | Available | Angee Watanabe | Industrial | Active
8244ef50-f610-e311-9e5c-0050569e014e | mUYx5+5pvbSf3yy01LK9QQuC5swneR3Y+cdU5MQwov5gtyeRog1ca+EbCIx+M+xy/Uq0g/fexnyMfhLPKVPtPw== | 2022-03-23 00:58 | Efficient Mixers and Agitators | 10 | Process | Available | Doina Balea | Industrial | Active
ae57376b-55eb-e111-8626-0050569e014e | moSmpqyW3ZMyOCN/EEdwqyElC5vQtpn53AXUvGjGvIxEKxi/S1qgsCGDVAgO5YJcC4CFRXC05LNUEsQpFiSQMQ== | 2022-03-23 00:58 | Efficient nozzles | 15 | Compressed Air | Available | Angee Watanabe | Industrial | Active
cd9fcf1a-2213-ef11-8173-005056900b78 | mKAulFbdI9e/he0Mr8bDPkF7Ciwl8N0sZA2c3gcUxldCHIAxzkWhTClf1d5xir5Cw5jNpiMKnO+CDk5HDI72Lw== | 2024-06-18 18:05 | Efficient Process Cooling | 15 | Refrigeration | Available | Doina Balea | Industrial | Active
14154065-1513-ef11-8173-005056900b78 | fhXaRU8TiuY2Bnr7mof4lQgn646xUWvebSZu57RE1sWR2LWy5ubnNG+qegJ5fKvw8gjTsrgTyJ2obXRJL5qhNQ== | 2024-05-15 23:47 | Efficient Repulper Rotors | 15 | Process | Available | Doina Balea | Industrial | Active
e257376b-55eb-e111-8626-0050569e014e | fuaeG4Y7Kbc4/081gYIEE+2AS4ItB4YTLSE5aeM37sdNy/ilbu12Pr9LX9NBggczHFOsK5QdvYl2Xj/2uwpdyw== | 2022-03-23 00:58 | Efficient rotors for pulp screening | 13 | Process | Available | Angee Watanabe | Industrial | Active
89a76a84-bb17-ef11-8177-0050569043a6 | RMYNFMwnLwO2QDoHxN8BmfRErE6ktpn2TKlJKH/4ODDDgeu7DmLtK3QuwTdvHuncl2uF7Iy9c/uYIkCwDwDxCw== | 2024-05-21 21:47 | Efficient UV Reactor – Water Treatment | 20 | Water Treatment | Available | Doina Balea | Industrial | Inactive
a0bff0d4-7d22-ef11-8178-0050569043a6 | BHJt93+rSM1Guq3fcS27KVp7/BgzgTb/pxckvbuCIajPd9P9IF3R6dH8iGv3lAFZn2Qdkth5BPD2qn53+0GaPQ== | 2024-06-04 14:22 | Efficient UV Reactor – Water Treatment | 20 | Process | Available | Doina Balea | Industrial | Active
4317211d-2c5b-ef11-817a-0050569043a6 | 4eUmAKw9n+fN9U6+EoY1gJGp1/aQopbVHxBYsyNps4SA0eivK0YD/kSec1fBL4WsyDWNeYLwe/4Tr2l/ndLv9Q== | 2024-08-15 17:31 | Electric (100% or Hybrid) Air Heating System | 20 | LCE - Process | Available | Doina Balea | Industrial | Active
5b4062e3-4609-ee11-8167-0050569043a6 | 2YpgFUX96waHEDTvpB1rhKRMUZ2IWGv7hYZr5127rlXkJmmRKs4dfnwrDOb2PhJxZ80Hil3EOu90r2LuGLgYGg== | 2023-06-12 17:31 | Electric Boiler | 20 | LCE - HVAC | Available | Doina Balea | Industrial | Active
a9406a6f-3af1-ee11-8176-0050569043a6 | AplwUCnX6lUNbfBBgksK7ikrE+Zj/e4LQeYEd42ekUVnfed2BorbUojQVLHOuXo1f+00PtnPhBL9K4hjAr4qDw== | 2024-04-02 21:46 | Electric Boiler | 20 | LCE - Domestic Hot Water | Available | Doina Balea | Industrial | Active
94446b05-c717-ef11-8177-0050569043a6 | ohl1pygEwFGG37WEyYBwA7ZYNWnOw46KiYlw6IOWJBcIOKbpTS6gpXf4+BP7V8mtJ/dff+K8MDy0tVqMhmNQYg== | 2024-05-21 23:08 | Electric Boiler | 20 | LCE - Process | Available | Doina Balea | Commercial | Active
475f4e21-c917-ef11-8177-0050569043a6 | FC8SPdgKD4dfME889OcTw2ciTfyvLMkTTOG7+TFmGkKtVbcql4huG8K2Nb5te8P7c74Tt2hrQudq/AEtF+1u0g== | 2024-05-21 23:23 | Electric Boiler | 20 | LCE - Process | Available | Doina Balea | Industrial | Active
88e9a0ab-fa64-e811-9a34-005056907e1b | bsXzO3tOptetHaxSHPbH0Lz6ToVqpD7xvqISXSI3tX5Ag/l7nME535opbHAC3WA2B9bwf730BeyVkJpTAgLOtw== | 2022-03-23 01:07 | Electric Boiler | 20 | LCE - HVAC | Available | Doina Balea | Commercial | Active
49e9c382-fb64-e811-9a34-005056907e1b | u0Oj6DsVv4EiT6HXEjcwpqYD60HcAuiYzhSnPClYem0u1rSPXmpbUS6C4nZsj/+BRIIIEnp98C74Kh3basF2Gw== | 2022-03-23 00:58 | Electric Boiler | 20 | LCE - Domestic Hot Water | Available | Doina Balea | Commercial | Active
68716087-5ce5-ee11-8175-0050569043a6 | THBCJPKe3+XUaWZP8FPRfCQVb+ciL0kKF4jnMb/ofcDF6wz+0HSQlbRxNlZzAVtUhOz8eDTO048ZDqym9u7leg== | 2024-03-18 19:20 | Electric Chipper | 10 | LCE - Process | Available | Doina Balea | Industrial | Active
6a14ea47-3a17-ef11-8173-005056900b78 | sjg7lQwMc6s65U6HT1zKlBy05SXAWhmMJg8Fvge5T/vAOQ3dZmeIz30XuLEYs8OL0ocMp3ukqhWERVQrNjpOpw== | 2024-05-28 17:00 | Electric Conveyor | 10 | LCE - Transportation | Available | Doina Balea | Industrial | Active
b02cc25e-2a5b-ef11-817a-0050569043a6 | Dif01rftOqDZ8Z9uV3vAI9iz3WBZtBgqMAIfLCJro7nJoWhKcpUgQZBB1C+bsnRFVelZw+K1kNzi2NlgDV82Xg== | 2024-08-15 17:18 | Electric Crusher or Grinder | 10 | LCE - Process | Available | Doina Balea | Industrial | Active
acf0d320-2b5b-ef11-817a-0050569043a6 | Lsz+67HjM8ppiHGsQJxGBKfKJnX2T3ZyftEOW7AQAUMFkOvt8KOffmkCluDseNRdevpNsiWiTbXOC5QeI6cHvg== | 2024-08-15 17:26 | Electric Drill | 20 | LCE - Process | Available | Doina Balea | Industrial | Active
3df348d0-2e5b-ef11-817a-0050569043a6 | LoZSXKz6+2jzi1LlZRs0EToERAM3iBDHBSXtouPxTolljdLdd/meUuMdL/ErTNooteetKtyh96Zeg+Afva/IdQ== | 2024-08-15 17:50 | Electric Dryer or Kiln | 10 | LCE - Process | Available | Doina Balea | Industrial | Active
d898e6ef-2a5b-ef11-817a-0050569043a6 | huuKrtYRJHv3qS8/XY3KcuSea096522J0CAHSy1pOPPqgh30BtlXBcQ/fR7vZPK5DeVMP/9eZg+n3+c5PG+glw== | 2024-08-15 17:22 | Electric Forklift or Scissor Lift | 10 | LCE - Process | Available | Doina Balea | Industrial | Active
897f4d2e-2e5b-ef11-817a-0050569043a6 | P/3LAhB7H0eKq1hfIgDfpo5m8EAaQUd4Fu0YNXv7mcsmd7LTIOdF4rb5xsIoHRK+20Ycu7T9CCW31HS7qW6OIg== | 2024-08-15 17:46 | Electric Heat Pump (Open or Closed Cycle) | 15 | LCE - Process | Available | Doina Balea | Industrial | Active
253428fe-2e5b-ef11-817a-0050569043a6 | G6uDGb3+awsT/6OAnNU/OBRUfGmsGSLqyIwJSH6bQJHLcp73vQZRhQX1PGEEo3VusFhh4CfElXND6U/TPwqQzQ== | 2024-08-15 17:51 | Electric Heat Trace for Piping | 10 | LCE - Process | Available | Doina Balea | Industrial | Active
9704f270-2e5b-ef11-817a-0050569043a6 | rzYq9qs3LEpLCvm/DoaYOKVDgfXxihH3XSlCqw3h5X2RZv9v99GDOmgJJY2ka1PMVw7ltj9taBp+5fJke6gg/Q== | 2024-08-15 17:47 | Electric Induction or Arc Furnace | 20 | LCE - Process | Available | Doina Balea | Industrial | Active
b1cccf6c-2c5b-ef11-817a-0050569043a6 | UNCelKdkPN2gGnFEZfzvn+rgIBys2jv/04fknfpfawgazXZdK+JEhUJ96UtaffnT12Q5uPRiJK4TIukcwK68Sg== | 2024-08-15 17:33 | Electric Load-Haul-Dump (LHD) Scoop Trams | 10 | LCE - Process | Available | Doina Balea | Industrial | Active
b8bfd3fd-651f-ef11-8174-005056900b78 | 1VRbPEh8jSwalXZUM/ode5zKu8C4tE2ReaMRe8vjEAHsT6aS+fDWjuHZcQCA83FdhYxR1euDZLn1PsSKDX1mlg== | 2024-05-31 15:54 | Electric Motor Drive | 10 | LCE - Motors and Drives | Available | Doina Balea | Industrial | Active
3ad87a4d-2b5b-ef11-817a-0050569043a6 | UoFs6nF4g1YIBLv7NlHSRc6//Ilwb837K4hjBrZBImUoojbi3ehszX/ia09jErR+r3T2XbTfOekY6Sgzxx8eAA== | 2024-08-15 17:25 | Electric Shovel | 20 | LCE - Process | Available | Doina Balea | Industrial | Active
37032a9a-2a5b-ef11-817a-0050569043a6 | fMFXya2qpdc4n5qTU08aHbapuNBVD0QHkPdjhg8GJRJlTN21cSZo8a0BU7wvomrKr1l2Ubgs3GJvpYhffnEH5A== | 2024-08-15 17:20 | Electric Stacker Reclaimer | 10 | LCE - Process | Available | Doina Balea | Industrial | Active
53d4babe-e91e-ef11-8174-005056900b78 | +mkrToz5w1i0YuCHZfzrI4CXvZ/RApkfWb0Ta3YBLBOX+Q8HepX9TWR1v0yVJEKDuGQsOPZaeEesF3Wwf4UqGw== | 2024-08-15 15:58 | Electric Vehicle Supply Equipment - Battery Charger, Plug-in Point | 10 | LCE - Transportation | Available | Doina Balea | Industrial | Active
10a2bf6a-dea8-ed11-8161-005056900b78 | JEkaFTKnQtZ+IeTnWsBw1W8E6b8B1oyP8w/mk35rlmLX0QCmH6vCfghcJD6IOQ0Xjzy2MuOCjXQkMRqhmcFS4g== | 2023-02-10 01:01 | Electric Vehicle Supply Equipment – DC Fast Charging | 10 | LCE - Transportation | Available | Doina Balea | Commercial | Active
6314ccad-dea8-ed11-8161-005056900b78 | DTtJA9YJyF7qdYzGBOu/3QKzFVglY9KXREjCcBj8tmM0Dq4HANowmdA0P7Nx3UetY0vPMePu2LFAYsb41AorHw== | 2023-02-10 01:03 | Electric Vehicle Supply Equipment – Level 2 | 10 | LCE - Transportation | Available | Doina Balea | Commercial | Active
eef04353-0812-ef11-8177-0050569043a6 | 7MCU3jOvP8gek2pGhfJB0crCr2SXeVwo+g4CHvBxaPi+SHhPKvdZVNQO0m1sIoU3fFWFFE2t8XybzMJ3+9LGJg== | 2024-05-14 15:41 | Electric Vehicle Supply Equipment - Shore Power (Marine), GPU (Aviation) | 20 | LCE - Transportation | Available | Doina Balea | Industrial | Active
420ff897-3af1-ee11-8176-0050569043a6 | 8/fkMP0SC+W5ThM7p72HxSu6YIRle6UmB7+qBX1bkIH+1g0RtL2eIrd6EbeSvIySV+i/QGTiMo0L0t4IJEiu/Q== | 2024-04-02 21:47 | Electric Water Heater | 15 | LCE - Domestic Hot Water | Available | Doina Balea | Industrial | Active
abce8d92-fb64-e811-9a34-005056907e1b | OV7dOxFuCozcvxdlROBW60ze70/+HFuvKlPuFzjAKLWgSfjkJ6b8d2DaitJcNKdsNSGSWDP0EPobwn4NjZz0mw== | 2022-03-23 00:58 | Electric Water Heater | 15 | LCE - Domestic Hot Water | Available | Doina Balea | Commercial | Active
ba66519c-03ee-ea11-8142-0050569043a6 | 99tdR8Hvq8iSeY8VAyvPIrmqzaQiAy5iRbSA4JcLt3hXUlQvbY8NN8edTS7OxMZGRYpWSar0Q97u9AyuxJaMkQ== | 2022-03-23 00:58 | Electrify Food Preparation Equipment | 12 | LCE - Food Preparation | Available | Doina Balea | Commercial | Active
36bcada6-2e5b-ef11-817a-0050569043a6 | 1O9CcZn2l1JuMt8P2ZWU83XIqS2/cszvzvMJYJRJv6iXHk3SAs+ZQIYIT1u3ewsNLPieiYikaIXYbhNiRCHJRQ== | 2024-08-15 17:49 | Electromagnetic Heater | 20 | LCE - Process | Available | Doina Balea | Industrial | Active
522b21b8-51eb-e111-8626-0050569e014e | yBsV8Nr3k+MoGgeonDZoBsESSM32O5rnEhkAyAK2M4hsFwUWlafkNuJAAirq8vQvxGmJoWQwRhH3n0m9qS2IwA== | 2022-03-23 00:58 | Electronically commutated fan motor system | 15 | Refrigeration | Available | Angee Watanabe | Commercial | Active
738ae456-99bf-e511-95b0-005056907e1b | 8i+bftejps+g6rS2s6Qlzwqp1A+p2n04o05RC7wZyzr9jZ+hQBZHr8G/I4ltSBqp4GDBr0qQ0Fk/55MQpDD6fQ== | 2022-03-23 00:58 | Electronically commutated motor pumps | 15 | Domestic Hot Water | Available | Doina Balea | Industrial | Active
6b6e4134-4feb-e111-8626-0050569e014e | ZIXBhj8vySIM3zje8IgHaEj/X7o387FCOaWs7pav0Nidlb1q+tvtYi4tdymT1YubN11b/37D5l4cKBQrdUU6Ag== | 2022-03-23 00:58 | Electronically commutated motor pumps | 15 | Domestic Hot Water | Available | Angee Watanabe | Commercial | Active
716e4134-4feb-e111-8626-0050569e014e | z7JxPsDQ47uw1XYL/U1QwE2p53TeQCHaN8cMcYuT/A+hyGy3hIez8ZR6WX4MnwCdDp6jGGvjEXAaPjrwpj4IyA== | 2022-03-23 00:58 | Energy efficient data storage | 4 | Green IT | Available | Angee Watanabe | Commercial | Active
8ec476dd-5b25-f011-8184-0050569043a6 | l6g91NJqod/qePsvVgiG1PY17sr8gnCWUCIMGnLLaNJd5d1ubDAdQl2eDQe64rGmiK4HEhA97pJaqZAx9Fuf6w== | 2025-04-30 00:49 | Energy Efficient Electronic Gaming Machines | 6 | Other | Available | Doina Balea | Commercial | Active
eb807abb-42bc-e411-8ac6-005056907e1b | FjdL5r0wRJkDHzQLj02WL4VId9RjmfH9fLs17UrldiAW1Nfoqys1tv1p6TVQGABC3g4p3+5PTNZVVPIxYhEdzA== | 2022-03-23 00:58 | Energy Efficient Elevator Systems | 15 | Other | Available | Doina Balea | Commercial | Active
315be827-e810-e311-9e5c-0050569e014e | ZGmdNUqCFSM95gFPEQQjl60vthgwK6fof5kNPdZ2gQfmM2UcXPqz/eSIEhlnAT9SresBRbZ1pKH7IO76tG0n0Q== | 2022-03-23 00:58 | Energy Efficient Laptops and/or Mini Computers | 4 | Green IT | Available | Doina Balea | Commercial | Active
60d6bd4b-51eb-e111-8626-0050569e014e | vyn78HsbxRUzIu7IL7lOqCzbCDn8WciVPM/oD6e16tHbDrF3MHFKtsv9yfZsFCUpcJIv4ZoLEMOPb4NkOW3iKg== | 2022-03-23 00:58 | Energy efficient livestock waterer | 10 | Other | Available | Angee Watanabe | Commercial | Active
0185a930-e810-e311-9e5c-0050569e014e | gILB53IM6tipcW0CeqtncUPOOaMv3nSpPLpSGMVy7d2ThIqNPYgtQzlqrqHz0jTmJHZP94n1NELcMxWf2zp05A== | 2022-03-23 00:58 | Energy Efficient Mobile Computers | 4 | Green IT | Available | Doina Balea | Commercial | Active
ed80c025-dea8-e511-95b0-005056907e1b | IDWGS2QzaoFc4zIWrhCvX18z91ix8n+Xzd9WOfYPFHSugQC/4ZDcXsagUDjZdG4AXkJy2aJl80DzfRI9t0k3CQ== | 2022-03-23 00:58 | Energy Efficient Rectifier | 16 | Other | Available | Doina Balea | Industrial | Active
e20cde87-cda3-e311-a9f9-005056907e1b | NzdfUxTpdawtZke93VYTl/1f7RsTE4CwdXuzkFpT2hM2X9U4OAI55mwCF7OpmAgadPoabG3cO90Xc6xrBcHHZA== | 2022-03-23 00:58 | Energy Efficient Rectifier | 16 | Other | Available | Doina Balea | Commercial | Active
4b4908f1-8113-e411-8956-005056907e1b | i8pVa9l1ZwQC3hpNCYQXB44uKq/Bsotn4YreG5rHyj4dIpTyku6+xiau9uO3DiBPyoRLs27Oj9gHrb50YnmcaA== | 2022-03-23 00:58 | Energy Efficient Transformer | 30 | Other | Available | Doina Balea | Industrial | Active
aa3fdc82-e492-e911-8132-005056900b78 | gzVlPeEhcURlqltUx1xrDd7SfGOK+EUynCgbQ/V9kPQ1JyoQQmtlB++sQp9/xX8UFDfTJMnUs/ilPM7CLNqzXw== | 2022-03-23 00:58 | Energy Efficient Welder | 13 | Other | Available | Doina Balea | Industrial | Active
535db033-52eb-e111-8626-0050569e014e | 91ZgS+w3oXkGxYw5Iz76Tk2DLa1oHg74FvYpW8OpslXZpNVYmf99ab5cLz+ppP/7Jx1fS7j51ThWCyXMw+vpPw== | 2022-03-23 00:58 | Energy Star Freezers | 12 | Refrigeration | Available | Angee Watanabe | Commercial | Active
75268371-8c14-ef11-8173-005056900b78 | GyZRG6DJo5q3BjQaX34y5XMz8BeA9z8dcexOPRIdMJMbslvxohrOaVKsqIGMiilYPKBXhZTr8/RtDWsY0PSVWw== | 2024-05-17 20:32 | Exhaust Air Heat Recovery Heat Pump | 15 | LCE - HVAC | Available | Doina Balea | Industrial | Active
cd8ac394-fa64-e811-9a34-005056907e1b | 7N7sXjhC1E+NNl4x9NmxttNs31z7Sd4BOKO0DUGxGXcLuqbjJNAqF5mxHz6hHLg5Iui+gXwqHjb8cfohu3QoMA== | 2022-03-23 00:58 | Exhaust Air Heat Recovery Heat Pump | 15 | LCE - HVAC | Available | Doina Balea | Commercial | Active
d6aad8a7-50eb-e111-8626-0050569e014e | TPN02A7AM41DQ4wPUVd6JIeBJyA4YsyBSmg+MS/emBsq6oj4ATxn43rPuuxxtaLvpNdrPRysGexx75GI1+5Odw== | 2022-03-23 00:58 | Exhaust hood demand ventilation controls | 8 | Food Preparation | Available | Doina Balea | Commercial | Active
476e4134-4feb-e111-8626-0050569e014e | OR5vHH26C1zv6+R/UXkg7rreecjIZWLIVk/o+hUwvFCGuMd0c09jBP7x3SZoaAoy01HUIoesyhAqWD7f57Q8fA== | 2022-03-23 00:58 | Exterior LED Signage | 12 | Custom Lighting | Available | Angee Watanabe | Commercial | Active
9a52e9c1-57eb-e111-8626-0050569e014e | XMVpHV2HodYH6Z/ZdD/OgTDe4bzHpvbBrKn252OnxvTBv5CkhWAC2tphgcsc9uSF+k29FHYSzdW791XqBl5/Xw== | 2022-03-23 00:58 | Exterior LED Signage | 12 | Lighting | Available | Angee Watanabe | Industrial | Active
9d1df425-ab9a-e511-95b0-005056907e1b | qvNpT8owhmLcBWbrHqrTNXnwlr4EIJyVlmIrxaUa3uU+hGzFhU3VnNnidZvVTPYXuNt2xnp6Evsgii5hnnKsLw== | 2022-03-23 00:58 | Exterior Lighting Control | 8 | Lighting | Available | Doina Balea | Industrial | Active
29a0b6bf-4613-e211-9655-0050569e014e | 1whYrqINKhsQDVelgf+rCHicZrGL3i5q26OQPosB7/t09byr6/z0izXMAhY/V6nwk3d2DJfQODJTeuJ1r2CI/w== | 2022-03-23 00:58 | Exterior Lighting Control | 8 | Custom Lighting | Available | Angee Watanabe | Commercial | Active
1f3f205c-ab9a-e511-95b0-005056907e1b | FyvJGuZ2Xln3O8IiIJx5HVNeWqCPyyi4vWlrtQ+I21xeusj+qTd/a0emW6zHl0eoIfUvY+wT5Qltbw/QH8/XQA== | 2022-03-23 01:07 | Exterior LPD Reduction | 16 | Lighting | Available | Doina Balea | Industrial | Active
27a0b6bf-4613-e211-9655-0050569e014e | 25F4hnQiVXnDb2NQ6X+ggWncCxBzCSsE68GhnP4SVL0e7IvOJyvVCvmz/u0zplk3ycL68cQo54ovhJryiCL+mw== | 2022-03-23 00:58 | Exterior LPD Reduction | 16 | Custom Lighting | Available | Angee Watanabe | Commercial | Active
136e4134-4feb-e111-8626-0050569e014e | rXB4r6ZJ73Iu8L+E7VqipCdrIVDWnT7/kCVYWc2l8NZN+Y1uu7RBjrXAt5BMReQrlptWu8CetDt/mb3yaajBOg== | 2022-03-23 00:58 | Fan and pump upgrade | 15 | Advanced Energy Office | Available | Angee Watanabe | Commercial | Inactive
936e4134-4feb-e111-8626-0050569e014e | snQ89WUG+DVzkM8yhirWUTbcu5w9Hhe5PnqgAmU/xF0Uon/PB/RziZjES1aug40tRF0iSGlteTvw6T0fE3cwSg== | 2022-03-23 01:07 | Fan and pump upgrade | 15 | HVAC | Available | Angee Watanabe | Commercial | Active
eec3e59c-51eb-e111-8626-0050569e014e | cdhoQgL1xrCHMrojCiv9iN/dFn5EB49Ntd88GzQ3++WdHyVfLWrABmjmhNM7P8+N3ZCH0KMg2fJEf77AYgYK8Q== | 2022-03-23 01:07 | Floating head pressure control | 15 | Refrigeration | Available | Angee Watanabe | Commercial | Active
e755f652-57eb-e111-8626-0050569e014e | p3l+sG1HkIxcaLK2RYkMQpz1ecziaZzgYNmbPBTJ6gazB3Y7SPjVY87IBLQCZ/pDboDCNNbJChsj2++PyVwJKA== | 2022-03-23 01:07 | Floating head pressure control | 15 | Refrigeration | Available | Angee Watanabe | Industrial | Active
481f9093-ce59-ef11-8176-005056900b78 | iuJ1GUsR17OfVUdzcKt7yPgfcnFFTCRM7NvsQ5nKCBTGm7nQVelwr3Yabr5sXXMDWqsDtkakmYNloFnkPnWU6A== | 2024-08-13 23:49 | Flywheel Energy Storage | 20 | Energy Storage | Available | Doina Balea | Industrial | Active
c70adc33-9abf-e511-95b0-005056907e1b | EBHrE9pY4S1GjtZtuXKa5wrmoTbmP/tOYwFo/VwvQFu6uXKqgko/DW3sKh005zAUB4vnEN78SuxmNtzU9PGOWA== | 2022-03-23 01:07 | Free cooling retrofit / airside economizer / water side economizer | 10 | HVAC | Available | Doina Balea | Industrial | Active
176e4134-4feb-e111-8626-0050569e014e | XO6uVSLK22xcpXImGO91Y2BMra4SPRT/6+fShIqcNt3y8g1iAj7yfvTunMex/FmadI8vIIgXI6BV64SsTacV/A== | 2022-03-23 00:58 | Free cooling retrofit / airside economizer / water side economizer | 10 | Advanced Energy Office | Available | Angee Watanabe | Commercial | Inactive
956e4134-4feb-e111-8626-0050569e014e | A82JQkcOceqWrXpDAkgnooNo5DX4oZ5QoYEC89Q7GzStr1o3PERzFnLNoNoG2EldM13ca98TbrrQ1hrynGYcDA== | 2022-03-23 01:07 | Free cooling retrofit / airside economizer / water side economizer | 10 | HVAC | Available | Angee Watanabe | Commercial | Active
7beee331-c65a-e211-a855-0050569e014e | d9H698vlfnFm/xlnq34PpGsgm5N00BfJHaPAu8nT2PDqKY8sqg38rm6fKw1FPuIQBoRtyJ6DowOpzqbv9zDDbA== | 2022-03-23 00:58 | Fuel Cell | 20 | Load Displacement - Waste Hydrogen Gas | Available | Doina Balea | Industrial | Active
7deee331-c65a-e211-a855-0050569e014e | YQQ2eur1cfaRZ7PfxZc0ZOlt7862U1mrr7dp/sAAO+vWR/3JW7mNy3Il1zVhqz8WcoowOOGAukE1ihUxYhZXeg== | 2022-03-23 00:58 | Fuel Cell | 20 | Load Displacement - Natural Gas | Available | Doina Balea | Industrial | Active
a841cb42-c65a-e211-a855-0050569e014e | by6P5Qxm20aRP2ajK8DiJX1pHWZF7E8cmWDSnfh711hRU4i1mGtJr1ezg6atzKH+0Nd9CCDDZghzxmE1AKg1qw== | 2022-03-23 00:58 | Fuel Cell | 20 | Load Displacement - Renewable Natural Gas | Available | Doina Balea | Industrial | Active
bc08644c-205b-ef11-817a-0050569043a6 | C4uEMm74L9JzaOR/BTdNvjUa8rR1TA2PwVsK6eXrd6j/+6aT2MbTVY8X0LghYjKD1WXUCvk+n8pK+JfG5H7EWw== | 2024-08-15 16:06 | Full Electric or Hybrid Vehicle (Marine) | 10 | LCE - Transportation | Available | Doina Balea | Industrial | Active
33232fb5-205b-ef11-817a-0050569043a6 | nXbF81YAC4dkbdAx5btFZ6Q8E7eXYrdK83xn2zY7Kp4Du6XfYRSEDNqKF6JrLdFhlR2RMFmAK8oFZDQYhBZVKg== | 2024-08-15 16:09 | Full Electric or Hybrid Vehicle (Railway) | 10 | LCE - Transportation | Available | Doina Balea | Industrial | Active
7fffb8e0-0c2f-e411-b477-005056907e1b | CczKbfPfB3OwNrdO1VbehIiJPJo9pIQc1YjtikcpUTn3REv+6rG3DhS4dNmmAZN258hTiiCVDku7G9frOBLBLA== | 2022-03-23 00:58 | Furnace - High Efficiency | 20 | HVAC | Available | Doina Balea | Commercial | Active
f619d9ec-0c2f-e411-b477-005056907e1b | LY3mpW9sSrueB8KJSJQqki85uGvkMqPvuNp6Xff1+nGaRpaUl9OQXV2p9N8UQBA9w22BudmNyncvntRkIUNpWg== | 2022-03-23 00:58 | Furnace - High Efficiency | 20 | Advanced Energy Office | Available | Doina Balea | Commercial | Inactive
e657376b-55eb-e111-8626-0050569e014e | +sP6xXtv+6v4wVFGcwkeFWZfXpbTbDM4uuf7bGVxWJK+Mjx866uaXTXoyVTOzjHxYXO0R1edQLJi4gx8lowCCw== | 2022-03-23 00:58 | Gap reduction between cathode and anode | 10 | Process | Available | Angee Watanabe | Industrial | Active
1f3af6f9-8eeb-e511-8838-005056907e1b | X/tEeo/MKdPDjxW4exAarsdtswU12DlB6jx3iHVQPTvxzAzxBglkXh2N0LXBNPeazWrW46UNXX2ZJOCYhShjMw== | 2022-03-23 00:58 | Generator Coolant Heat Pump | 15 | Other | Available | Doina Balea | Industrial | Active
42139908-8feb-e511-8838-005056907e1b | 63Kw1U9VTWWIbHt384B4LLLEYvkgvJCfskP0z7YgBAJjfP6QnjnlW5FhErRQu/Zsd969imV2ZPKsjagm4h558w== | 2022-03-23 00:58 | Generator Coolant Heat Pump | 15 | Other | Available | Doina Balea | Commercial | Active
14171dd2-51eb-e111-8626-0050569e014e | Ua0Pj2LDWMjEukRAWKKteeHgpzXWrGo7Pl3CqiQltf7ckAEtMSOkHh+x6VdWCEqznXfFRICOXqp4HJApGD9NaQ== | 2022-03-23 01:07 | Glass/acrylic case doors; zero heat reach in glass door | 10 | Refrigeration | Available | Angee Watanabe | Commercial | Active
a8c3988e-347d-e311-8d49-005056907e1b | r2YaFigDzhhweUlw+R8ibCco2vbJbFZK0BXQTPrUsB1aCoZCw+HqtPxLxwTSLpHUfRPtpI39bsYVg6Ux/ViYyQ== | 2022-03-23 00:58 | Green Motors Rewinds | 8 | Green Motors Initiatives | Available | Doina Balea | Industrial | Active
e857376b-55eb-e111-8626-0050569e014e | tmFMCYfvYbiAxBVFtZ9v1GelsNoRE0CTXUMLno5b4zzwI0vAoJYfoReWSzDjdH1KtgpNqfwBdOJwvepzX7TZjw== | 2022-03-23 00:58 | Grinding optimization | 5 | Process | Available | Angee Watanabe | Industrial | Active
7979e1b1-6bd8-ec11-8158-0050569043a6 | nSSCq7bxAIUub6pzMthsPS8nvws3uWYpfnDILVHHa1KDxle2WB12RkGpy0yj6x4URFIFA2nc5B1CSljB75PEvA== | 2022-05-20 18:36 | Ground Source Heat Pump | 15 | LCE - HVAC | Available | Doina Balea | Industrial | Active
5e9371e8-3af1-ee11-8176-0050569043a6 | VO/Y6hExTmgdKPXjmgOHx5vDQQ5e6azbD1SOUC6eqQ3maeVepu6xZx5bNDKgdjSlAMp+YRMVIT+TFwbdjnZ8CQ== | 2024-04-02 21:50 | Ground Source Heat Pump | 15 | LCE - Domestic Hot Water | Available | Doina Balea | Industrial | Active
ae36823b-fa64-e811-9a34-005056907e1b | 5GNrjhFXwkJVl5BV/IUC9bMe+6BfOzUFUuenXpxYlfkYrZO0eqzjVb5+UvvVCO81M1a/iOXufSRCWpN1jQTNBw== | 2022-03-23 00:58 | Ground Source Heat Pump | 15 | LCE - HVAC | Available | Doina Balea | Commercial | Active
5a1d3d38-fb64-e811-9a34-005056907e1b | XE5pkzBiN9g4E09tqmAQVQsAqZxf4ltKW3CCeFnRPni2lu4NHSvIlIr7DbDbGFAwiuX2Uwa7ijrMPLftP8GYzg== | 2022-03-23 00:58 | Ground Source Heat Pump | 15 | LCE - Domestic Hot Water | Available | Doina Balea | Commercial | Active
b3d02150-340e-e611-971c-005056907e1b | hyX8+ouMehHKwK3JPH1EERjKndD2dHyOVHVJlWm9UiXXIXwBpFoI2uE+MyoihZDUW/lI1Dv0EmWU3MhOKmNCVA== | 2022-03-23 00:58 | Hammermill Efficiency Improvement | 10 | Process | Available | Doina Balea | Industrial | Active
44a827d6-56eb-e111-8626-0050569e014e | u1lieAIUYdyjAErgTMSyVNTZ5wNX2psETctl6r2egoa2fSUZts6Cye1z40daNDIUKG2g17UO2kzAhLtmfJuY1A== | 2022-03-23 00:58 | Hardwired voltage optimization | 16 | Other | Available | Angee Watanabe | Industrial | Active
c1ab4a3a-b358-ea11-813b-005056900b78 | KcBRrdrckpn1wc4t14WzGfkbXvWwIynE8hUsaC0p9dEddqy9e3K9zqUPs3Md7wFdLRPWxxzAz8kZiyAWsGLMvw== | 2022-03-23 00:58 | Heat Pump Hot Water Heater | 10 | Domestic Hot Water | Available | Doina Balea | Residential | Active
b465b300-6cd8-ec11-8158-0050569043a6 | 7IdRQ1rDZJuWShm9cMNAZK7fpt1qIUs8gWDFwyW5QqyfxPyldZsL1Xk3TM9niMeIAh0Wpkv7LekuMh1nC9FADQ== | 2022-05-20 18:38 | Heat Recovery Chiller | 22 | LCE - HVAC | Available | Doina Balea | Industrial | Active
1ec40322-3bf1-ee11-8176-0050569043a6 | k9JoArHcOVp+QswONAXsJS2GBuBI9L3G1CsRHbqmdVn7aaoDL7toiqrB4WmZqvIembKayjZ7tnG5kfJYa0OAXQ== | 2024-04-02 21:51 | Heat Recovery Chiller | 22 | LCE - Domestic Hot Water | Available | Doina Balea | Industrial | Active
c93242aa-f964-e811-9a34-005056907e1b | dyOQMQiMtc2g8oCq4jc6twQVPoPfs49po9td3OAGh9sS/qaScBNN5DEOdpY6yYg8rcW4ZnvFDhyCTi4xZlNozg== | 2022-03-23 00:58 | Heat Recovery Chiller | 22 | LCE - HVAC | Available | Doina Balea | Commercial | Active
90942fc7-f964-e811-9a34-005056907e1b | CYuyH1ubQeinzGZ7AMbxkvNsGo49sBXPGBw7Wo3xKfoscyYpbJL+lXpcoNTNVvyWhTSlrlLshX/N3ndHtd/Rqw== | 2022-03-23 00:58 | Heat Recovery Chiller | 22 | LCE - Domestic Hot Water | Available | Doina Balea | Commercial | Active
aca769eb-98bf-e511-95b0-005056907e1b | n9XLiuDxckuqu5aJfAuquAlapf3MknYI9mqybIpi8Re7C08xqxFUaVqEj2IyOuPJpH7X4+jfc8NAojrXrc9okQ== | 2022-03-23 01:07 | Heat recovery for domestic hot water pre-heat | 15 | Domestic Hot Water | Available | Doina Balea | Industrial | Active
e57bb266-0d2f-e411-b477-005056907e1b | lnWpyNM5o8V3jf0GUajHFuZkU5Z/QLaXe9pO60Cb/3bgIbhe6sJsM5Q6sUdScAnFgYdBkuKLsNp3gPTp65qZQA== | 2022-03-23 01:07 | Heat recovery for domestic hot water pre-heat | 15 | Domestic Hot Water | Available | Doina Balea | Commercial | Active
ea57376b-55eb-e111-8626-0050569e014e | SYFvUXK+9li8cMUzv3/0A7b5zJxYdo5EXaGQD2JckwWqNSRtXEaBTASUB1d5PxddzkPrmUwCNcNB+xSAkkU2dg== | 2022-03-23 00:58 | Heat recovery for kiln, oven, or furnace | 15 | Process | Available | Angee Watanabe | Industrial | Active
02bb2439-2f5b-ef11-817a-0050569043a6 | qMcF6nO0fOH3j8n189A+IfwabiofAtbgm0kRM3qtaerTj1ZBMFc3XrTqKkswEdNjJWRaBcwLzBIrkkH1m1VvPg== | 2024-08-15 17:53 | Heat Recovery System | 10 | LCE - Process | Available | Doina Balea | Industrial | Active
a1d9f0b5-99bf-e511-95b0-005056907e1b | FpJpk88qQOR2SwqMMFyVkUb1ztyNUx1sC2oYjd/VvAGoztK8ki6CxlRU34Wrl9Fx99GzngZIKKtoeDkZ7t9tqw== | 2022-03-23 01:07 | Heat recovery upgrade/ retrofit | 15 | HVAC | Available | Doina Balea | Industrial | Active
16841926-0d2f-e411-b477-005056907e1b | kEW4PZjMUylviDznUtdBQbQEVLXhkDKXtVkvs6toQWV1TjZcEYgAdR+f7UOF1qBAr5DWwbQyWpqAMtol/xKYXA== | 2022-03-23 01:07 | Heat recovery upgrade/ retrofit | 15 | HVAC | Available | Doina Balea | Commercial | Active
3dabae2e-0d2f-e411-b477-005056907e1b | v0hj+Q7DoyjtS9VYJi3EGbl3r49LZH+iBIoMt2BveT0F4HsPsHKrby3bY6Iw/F0Crt5BGGbUeXHdInlW4eHEWw== | 2022-03-23 00:58 | Heat recovery upgrade/ retrofit | 15 | Advanced Energy Office | Available | Doina Balea | Commercial | Inactive
055193e0-7e1f-ef11-8174-005056900b78 | zdqIKSf0ttn1bH+daMIVFerwL9QfD7n9DF7yWZd+S/QPmOK4HYaIW7o5fdSCbEhMaateIq4VVCI5X42odTeC5g== | 2024-05-31 18:52 | Heating Equipment Upgrade Including Heat Pumps and Packaged HVAC | 15 | LCE - HVAC | Available | Doina Balea | Commercial | Active
3aa5ac47-9abf-e511-95b0-005056907e1b | PIRcTMtpagO9fbiewyCWL6Zw7x3lsUPoy4fSD2Lmhy25IB3FwgCDYC9h7f69nFFFC1pE+6wFcKHQrqWN1EHnFw== | 2022-03-23 01:07 | Heating equipment upgrade including heat pumps and packaged HVAC | 15 | HVAC | Available | Doina Balea | Industrial | Active
1d6e4134-4feb-e111-8626-0050569e014e | j1c9OSBpFnO4dCJZ/yXozdxkbair5EmRqIiqPvvV1huMnDa17YpD2LRDKqp/ZZvlHgFMnZOXA5rtGNxkNmoNxg== | 2022-03-23 00:58 | Heating equipment upgrade including heat pumps and packaged HVAC | 15 | Advanced Energy Office | Available | Angee Watanabe | Commercial | Inactive
9b6e4134-4feb-e111-8626-0050569e014e | F2y7GJ5mPPweSPuo08awSsWxrz8B63R8kgwjbUuO6GFUD8ZeDIy5cVgtXKawHAz/uA/jPhNhcMbAGhLJAkkIoQ== | 2022-03-23 01:07 | Heating equipment upgrade including heat pumps and packaged HVAC | 15 | HVAC | Available | Angee Watanabe | Commercial | Active
42f60756-9abf-e511-95b0-005056907e1b | LW5ezyIjnseXl77JGNetFvftTj+sLrsjqPecfMaVn671Vzh+uyRwprNNACG+ZjN3Ia3a6HFTYdeeQVHjYuve1A== | 2022-03-23 01:07 | Heating or cooling control upgrade | 15 | HVAC | Available | Doina Balea | Industrial | Active
1f6e4134-4feb-e111-8626-0050569e014e | MFvU1AVQcx9QyuWuBsNOp7IbWfG7gyq351N4hN+mbSLocC8VJOfhEW81evrO5eI2GOXW/ud0BrNphicX6CWygQ== | 2022-03-23 00:58 | Heating or cooling control upgrade | 15 | Advanced Energy Office | Available | Angee Watanabe | Commercial | Inactive
9d6e4134-4feb-e111-8626-0050569e014e | vul4OK1YJNpFZHWE8M53vvoQSP16FV9zREqbHXMH0lfnFFOJjS8CInYdVMDf98PQZgp2unEQpi05MxK56fa0jg== | 2022-03-23 01:07 | Heating or cooling control upgrade | 15 | HVAC | Available | Angee Watanabe | Commercial | Active
bf6e4134-4feb-e111-8626-0050569e014e | NPZ24KgbsdlH+ex1D3DehwfVv+6q6LPR76VH+U+ZT7db6DZzBY5kyASRKNYd8bLffmmoNbKjInzjZ5z5RYf3tQ== | 2022-03-23 00:58 | Heating/cooling systems: recommissioning with sustainment initiative | 5 | Retrocommissioning | Available | Angee Watanabe | Commercial | Active
0bb49868-871f-ef11-8174-005056900b78 | VoCWhk+JnUKjlxNrLFpw25CkaveNsRZUkiISNqOcoXCxatTNYkrmerQ7s3Bn7aHNpUy9pW0iIgDB4+SDVXix5Q== | 2024-05-31 19:53 | High Efficiency Aerator | 13 | Process | Available | Doina Balea | Industrial | Active
d1e82889-99bf-e511-95b0-005056907e1b | oDbjFZ7ZLX4Gu5b7XQU7fj36V7vtPO4Nc1+hXGSspvqrv1V2CDVALbdUd5OoGE3c8djH70sjue8TjYzewRFzvQ== | 2022-03-23 00:58 | High Efficiency Boiler | 20 | HVAC | Available | Doina Balea | Industrial | Active
aae52d5e-0c2f-e411-b477-005056907e1b | 5JH9SLYbisSruxiMTVql48jsloUsBA0mgyf0IvoP/aM0zp6AgFPrPp0wCZMJ8ujnXpKlOqSe35j4J6FQtnNrHw== | 2022-03-23 00:58 | High Efficiency Boiler | 20 | Advanced Energy Office | Available | Doina Balea | Commercial | Inactive
6146446c-0c2f-e411-b477-005056907e1b | 6Sy6lVsKSNIFARlyeoja6Jv4A+FQyOFB3jmoDt9aavNGoAkkrOWllGHHReX2VKFm1ZuSHHwPPsgO2fgOuuqr4A== | 2022-03-23 00:58 | High Efficiency Boiler | 20 | HVAC | Available | Doina Balea | Commercial | Active
90a064a8-99bf-e511-95b0-005056907e1b | uxiqmc+/7t1oTBCAOH6ONgQyhb8E1B+q6FlBrl4+rGFGiXfJvOaPCA7WbxsrkVgW26FFUxpgd547G37aeXt/sw== | 2022-03-23 01:07 | High efficiency chiller, chiller/ cooler upgrade | 22 | HVAC | Available | Doina Balea | Industrial | Active
e5008e84-0c2f-e411-b477-005056907e1b | +q9WLZL1VQVoy35dQjHhuU3EY5Kl7poO2A0QCr1s7AdPVGi85kRMy9kfqGGJxKk2anZMczVN5Gav6OTFuNmRhA== | 2022-03-23 01:07 | High efficiency chiller, chiller/cooler upgrade | 22 | HVAC | Available | Doina Balea | Commercial | Active
569d588e-0c2f-e411-b477-005056907e1b | +Ux34+eVdktQpzDZJVOsV98rJeLWOzhKIOIBuXlrGp3IEa/G5cNapzjhem2Sq3NpGABSDArKrdjmz8bpoFuM0A== | 2022-03-23 00:58 | High efficiency chiller, chiller/cooler upgrade | 22 | Advanced Energy Office | Available | Doina Balea | Commercial | Inactive
b457376b-55eb-e111-8626-0050569e014e | YoMecO/xDJ3j38h0yjHCvSQEE3QiYh0ZPANDCB69Mtu00ybEB2cMvguJ+OvStq/cDV/SKmQnt1OIlY+hFnYJsw== | 2022-03-23 00:58 | High efficiency fans | 10 | Fans and Blowers | Available | Angee Watanabe | Industrial | Active
ec57376b-55eb-e111-8626-0050569e014e | Mww8gzYp+PMCGt8gzR+cCfFLeNnxUImSCJFCvjXW7Q7vmXsmERg3X8nMSuJFRyrHsfcWuOuvOtzZWbH5m7NW6w== | 2022-03-23 00:58 | High Efficiency Flotation Cells | 30 | Process | Available | Angee Watanabe | Industrial | Active
13a0b6bf-4613-e211-9655-0050569e014e | Z1aENO3CeiOqkibYfkzrJ0j8lGfgim6e0p7twxWiVk/JZOEzpFzpVHAU4SV+TvmsUao4OCZFNOdVFjKHZyFibA== | 2022-03-23 00:58 | High Efficiency Glazing | 25 | Building Envelope | Available | Angee Watanabe | Commercial | Active
e1e3ed89-57eb-e111-8626-0050569e014e | pXNDqrE/G/pGfjhOz7yW9synd8Oea+47ktIkz1Ta1iwUYg71tuMcwIKQp+YDz8tsS/fOhRQMgMoPmZcmI3Xo7Q== | 2022-03-23 00:58 | High efficiency pumps | 13 | Pumps | Available | Angee Watanabe | Industrial | Active
b6f87eb8-e492-e911-8132-005056900b78 | UaoPQKktHJKI3KM4+Zw3jrfI6g49LZVhqW8dHh7Hg4Ay45zDcID9FCzRbifyeF5iZIZG74Zen2I/LVH+61K/tA== | 2022-03-23 01:07 | High Speed Doors | 8 | Refrigeration | Available | Doina Balea | Industrial | Active
f8023826-4117-ef11-8173-005056900b78 | HdNwCBJ5YH26+asOClo2MU+dLVZhhAZj0vH8p/dCbC4VciIN7pXWoU7M2riMXT6U5JY39qtlXz5rFE5vwxsvbA== | 2024-05-21 07:10 | High Speed Doors | 8 | Refrigeration | Available | Doina Balea | Commercial | Active
54bea429-8d14-ef11-8173-005056900b78 | MhHyMt0XTg5fhTMN00YTbizRL5s3iV+z459l0T+GEbkufrOkG2s6gtLpj3eyRFGQ+Y40w2/c1qBKZ6pzbIWrmQ== | 2024-05-17 20:37 | High-efficiency (>75%) HRV | 15 | LCE - HVAC | Available | Doina Balea | Industrial | Active
07dddff9-fa64-e811-9a34-005056907e1b | yWlMviiEE2MgN7X8Us4uAUjXHSDurNFHgQ2+2bWuoh3NlJHPxagjU+8uGnaAtfCvKZUjl9e2A6RpZ5mbqafbuw== | 2022-03-23 00:58 | High-efficiency (>75%) HRV | 15 | LCE - HVAC | Available | Doina Balea | Commercial | Active
37d82062-9abf-e511-95b0-005056907e1b | RhoMW0GEriF4vii5G84Tw8wdTThB63QAjLGBspwYxB3KoOjiBV/hxxUru2Fl43po9T/kB8OL/dYf1jJYigbz/Q== | 2022-03-23 00:58 | HVAC time clock control | 11 | HVAC | Available | Doina Balea | Industrial | Active
236e4134-4feb-e111-8626-0050569e014e | q+LgC3ksmS0Ux5TSrWoOOwyZAuo0WBW2Sr+b+hEazztXd8TQoIobeXSouXGua1d74c02GYFADVo2xvI21qLRtA== | 2022-03-23 00:58 | HVAC time clock control | 11 | Advanced Energy Office | Available | Angee Watanabe | Commercial | Inactive
a16e4134-4feb-e111-8626-0050569e014e | kqc4t54WDNDmA3GxgZ+zy3yi2UFuC6kombiUoDiaL1tFF6UX6IgmZpV3eVB6j4QteGK5wBuxpGVYF7vGyY4ZxA== | 2022-03-23 00:58 | HVAC time clock control | 11 | HVAC | Available | Angee Watanabe | Commercial | Active
7a0fc9d1-2d5b-ef11-817a-0050569043a6 | nFb1eY8qqPc3pXwoHPta+yuXubqgMW+9Qvy6EsHdL2X7M91DzYQyi2Hp8zTBxPaLtJHSHcmm7r0s0l0TsKcWfg== | 2024-08-15 17:43 | Hybrid Diesel-Electric Haul Trucks - Trolley Assist System | 10 | LCE - Process | Available | Doina Balea | Industrial | Active
0e6eb964-2f5b-ef11-817a-0050569043a6 | 9fhy/6VoCjrWoejhJwnDfq1B6e/POCh4NrvVUYUDj+ItJBnUk1yYAt5dx6IqtiC9JtIitbH1HzRjeTZ0WQ18VQ== | 2024-08-15 17:54 | Hydrogen by Electrolysis | 10 | LCE - Process | Available | Doina Balea | Industrial | Active
39b7bfed-205b-ef11-817a-0050569043a6 | RFzMJuna/jx4Lv5H4Mm4DAB7EqxTk36wIzTB58H+Y24wQaXBXKHcEp9ZOnL5CRf9mCJD/0HNTrO158Zvt31E6A== | 2024-08-15 16:11 | Hydrogen by Electrolysis (for Fuel Cell EV) | 10 | LCE - Transportation | Available | Doina Balea | Industrial | Active
56b88226-52eb-e111-8626-0050569e014e | ThQ1v+F3B6oB5c0Ef59Hrgj+IjziYtXNgVErHNYwJwSu7EJM7bL/w3un4f8i1liCyWOmJERqaTEyK7B+y9E6Wg== | 2022-03-23 00:58 | Ice machine | 10 | Refrigeration | Available | Angee Watanabe | Commercial | Active
da391e64-b900-e511-8e08-005056907e1b | Esw7EZoslUuIOSYWBl+VwPDDStrkUIDwDyAsD3WCmQui7wwAWotd/v0BtNu0i86/3A/wNHHRTte+vkHa3Ou79w== | 2022-03-23 00:58 | Impeller trim | 5 | Pumps | Available | Doina Balea | Commercial | Active
9cfdc593-57eb-e111-8626-0050569e014e | wFm9f8O8bxomLBgGbm1utyblsARWg5xxW0k16CTLnNUMnEhNrQnRG2uy/8bHA6bTm0eQn/hnBiN38I4TMxU5Hg== | 2022-03-23 00:58 | Impeller trim | 5 | Pumps | Available | Angee Watanabe | Industrial | Active
049f5991-c35a-e211-a855-0050569e014e | c9Y9DOwrOzaY2hs1dWVsMGbqtuuCLqXAvGe7ShTlmFLW6m4XXYVWgOAZh+PTT5vZ14kzzvZKvjbwn7Dw6GlAKQ== | 2022-03-23 00:58 | Impeller trim | 5 | Fans and Blowers | Available | Doina Balea | Industrial | Active
5502a4eb-56eb-e111-8626-0050569e014e | PvQKBKfYNLM6Jc6082T2gxF7SoWcKSA+l1aLi82dBcJ5MmSgVwv6kVHb8cSqEUohp4xdqx962zX3wjjfyw8LQg== | 2022-03-23 00:58 | Improved Control - Conveyance | 10 | Other | Available | Angee Watanabe | Industrial | Active
55bce3ab-0112-ef11-8177-0050569043a6 | myE4WBweuZuiwwzVk5kuweV3qSfMCWRq9j9onwPIHTT++tFR2wL7OZMKPv7LBacSz/J/3URLGQpw67JdJzMYRw== | 2024-05-27 16:42 | Improved Controls, Including Flow Sequencer | 5 | Compressed Air | Available | Doina Balea | Industrial | Active
ee57376b-55eb-e111-8626-0050569e014e | n6mefr9knMe4+SjSAH2OazGz3/rYtZZQY1haDgGGrMlrM1MmuIibkU68ntC1jO1yDi8h3W2YzvHUo7Jffq51EA== | 2022-03-23 00:58 | Improved process control | 5 | Process | Available | Angee Watanabe | Industrial | Active
ed99fbcc-611f-ef11-8174-005056900b78 | tWsyNXTv6OJ5C3RG6HrptwSDLXkeNUDeM6xL/FdEnziHr2g7OT7ZXM0dfvxDrHjLPXBCkn6zaz1HQkSnSm0s0Q== | 2024-08-14 16:56 | Induction Motor > 500 hp, Efficiency Increase Relative to Valid Baseline | 15 | Motors and Drives | Available | Doina Balea | Industrial | Active
98dfe571-621f-ef11-8174-005056900b78 | yK3IK0KKO41KeBvUa7FCSZjYP4e1fA66khNvVqI05vHNLv9VE1d/zVrMd7WybgUJrIUxPEwv1kMaByFikInKPg== | 2024-08-14 16:56 | Induction Motor ≤ 50 hp, Efficiency Increase Beyond Premium | 15 | Motors and Drives | Available | Doina Balea | Industrial | Active
7026d1e9-68e0-e311-ba6a-005056907e1b | +Mgfr3UnKu4trWL5t1G5F4o0qdVexIK94BT7+6hsc3HKTCLkFvx+AjTTjB1scjWINJFWJI4gEEvdRGmeSCgTIQ== | 2022-03-23 00:58 | Induction motor ≤ 50 hp, Efficiency increase beyond Premium | 15 | HVAC | Available | Doina Balea | Commercial | Active
1de1602e-69e0-e311-ba6a-005056907e1b | XhnRu+S5RQI0EbGTv/pIGl9D75oYorkJz3DlOdaMjPvLkFufGeA2yDyF6Aex4XXvEZLBL7HdGt95U3zbNIMQNg== | 2022-03-23 00:58 | Induction motor ≤ 50 hp, Efficiency increase beyond Premium | 15 | Advanced Energy Office | Available | Doina Balea | Commercial | Inactive
0f697641-69e0-e311-ba6a-005056907e1b | 65es8fAr+WimlBQDGTFCvm6yQjs7Azpu0ZqcpmqunSB37t1JHZ3ZeF756lbB45VFpgAQKNMIvFvaCPOmrwZt9Q== | 2022-03-23 00:58 | Induction motor ≤ 50 hp, Efficiency increase beyond Premium | 15 | Refrigeration | Available | Doina Balea | Commercial | Active
71e8bfdd-69e0-e311-ba6a-005056907e1b | ajpuqyZcCVAhNpewOSV/Nnt52oi1KizKttX3bKjf7qk8aquAFXJyjeGtjJJqvAFq0cGB2mXJKXU05XRANZC0tg== | 2022-03-23 00:58 | Induction motor up to 500 hp in New Construction, Efficiency increase beyond Premium | 15 | HVAC | Available | Doina Balea | Commercial | Active
edf0bfe8-69e0-e311-ba6a-005056907e1b | copgs5uOkVMVOAhs6ksNFgQ3l9IzYWzngDRrxgjL+DwBn2IaWoIt7pcglSFWox01JWacN2XkAru9awTz6YE0Pw== | 2022-03-23 00:58 | Induction motor up to 500 hp in New Construction, Efficiency increase beyond Premium | 15 | Advanced Energy Office | Available | Doina Balea | Commercial | Inactive
41381af6-69e0-e311-ba6a-005056907e1b | ZxxDC4REokNhBKawvUiESqBTcBfjYCtzssWsVddYTg1tjHqemps+9b+iQKFbBsW/jk16wYTYyYFeCtnO53zvcA== | 2022-03-23 00:58 | Induction motor up to 500 hp in New Construction, Efficiency increase beyond Premium | 15 | Refrigeration | Available | Doina Balea | Commercial | Active
95de36f5-621f-ef11-8174-005056900b78 | n4I2QQLdBllRgZiMKoyULsNRDXmOi3QTiUtV7plj/qeAs2Yah3gZ4or9hybEdxbjTUl0x8+yPLLRfK3Uoqh+zw== | 2024-08-14 16:56 | Induction Motor up to 500 hp in New Plant, Efficiency Increase Beyond Premium | 15 | Motors and Drives | Available | Doina Balea | Industrial | Active
a2406a68-631f-ef11-8174-005056900b78 | zkm7sEsHhvEN+qnmCjOvdEB1GZxcw4+uRVaTDNKk2RBmoQnKbR0sarMmxyzJJvl+cSFRYO4WRmjjHuz+X47Wdg== | 2024-08-14 16:56 | Induction Motor, 51 – 500 hp, Replacement with Premium Efficiency Motor Instead of Rewinding (per repair/ replace policy) | 15 | Motors and Drives | Available | Doina Balea | Industrial | Active
e9bd73b7-b4f0-e311-88e2-005056907e1b | v3D5w/uZzgY66dbz67iVHTJn2TUm4BzNgJP5k2uXmMY4kWdyYmBEqZiqp2wcEodmjfr8UQ2G3M5JmrZNHrsuHA== | 2022-03-23 00:58 | Induction motor, 51 – 500 hp, Replacement with Premium Efficiency motor instead of rewinding (per repair/ replace policy) | 15 | HVAC | Available | Doina Balea | Commercial | Active
a50175ce-b4f0-e311-88e2-005056907e1b | MtjuOwW50QZTvcU5RBwY9hvW3mcaGOxfr30Vw+eKmOYj51JJ8vv43KB0mxGQAhTOQSpG8teBQNIZlR65jjjECQ== | 2022-03-23 00:58 | Induction motor, 51 – 500 hp, Replacement with Premium Efficiency motor instead of rewinding (per repair/ replace policy) | 15 | Refrigeration | Available | Doina Balea | Commercial | Active
cd8d0cd7-b4f0-e311-88e2-005056907e1b | N1PwyFyo4xZREfI3FvSFy/6lA7NJA3o/fzkweskNMcNDPEJG9RFqiDxjKlh3NG7U9b885wfbuWrG4ty2zTOBww== | 2022-03-23 00:58 | Induction motor, 51 – 500 hp, Replacement with Premium Efficiency motor instead of rewinding (per repair/ replace policy) | 15 | Advanced Energy Office | Available | Doina Balea | Commercial | Inactive
8c080a08-fa2c-f011-8180-005056900b78 | i2WlhzhBvIHVw/casG2u4UaXc34GdQgJo341VhuXSFRj4q6wFEfDm/iWpx7NGIiocDI8DrNwPzdkD1nzM61n2Q== | 2025-05-09 17:21 | In-suite Lighting Upgrade | 14 | Custom Lighting | Available | Doina Balea | Commercial | Active
08f830c0-50eb-e111-8626-0050569e014e | P1EosfTK8lfHrNZNIWpx0grlKvw1mlivHDAVICDZTKEWyShaM3NKwt8hTTAK/ryZKx74HyoHjfDHTbw4LlyYgQ== | 2022-03-23 00:58 | Insulated Hot Food Holding Cabinet | 12 | Food Preparation | Available | Doina Balea | Commercial | Active
e67fc9a9-51eb-e111-8626-0050569e014e | ew5rMsEf1M29KdR1euW0f3VYl4og5pRzRigsSpFGBZJm0JgcqG7BtlPGI1RPrj5GqmaFEmg7Byz0Owb6aOojjw== | 2022-03-23 00:58 | Insulation on refrigeration suction line | 11 | Refrigeration | Available | Angee Watanabe | Commercial | Active
47565310-ab9a-e511-95b0-005056907e1b | Y2c5Aex+6Of3f2cI4GCHPIf+Be4A/bayM7HdJ1CwMdVJnRWMaPixLmd9P+IRpQfl9OOsNqtGYyhW/MbP7oCU3A== | 2022-03-23 00:58 | Interior Lighting Control | 8 | Lighting | Available | Doina Balea | Industrial | Active
25a0b6bf-4613-e211-9655-0050569e014e | rBZ0I5ZuMgxjp28OCsjCPmH1PcwYNSdsRt1uC32uY5ZyR85BeqxU5s2nyn2e6E64XXTQtM6ECWPoW7UVL0YbIw== | 2022-03-23 00:58 | Interior Lighting Control | 8 | Custom Lighting | Available | Angee Watanabe | Commercial | Active
95c19549-ab9a-e511-95b0-005056907e1b | O/CpriXafjolte4ukBZ9O/UPHger/4DX43at5+mf0w2pEdyRTNqUYTBMCAc0fM+TLYS9FPexKoEhKPKv+6KRaA== | 2022-03-23 00:58 | Interior LPD Reduction | 16 | Lighting | Available | Doina Balea | Industrial | Active
23a0b6bf-4613-e211-9655-0050569e014e | 01svQ72I4y0MReSMwo+7aSCSFW9Aicp70Y0hioGe4Z8DDHfHmvPdUdNHKMfG70mGLK+AnsSgEnl8yaadD9H91Q== | 2022-03-23 00:58 | Interior LPD Reduction | 16 | Custom Lighting | Available | Angee Watanabe | Commercial | Active
e6706d61-c45a-e211-a855-0050569e014e | tVyD268RFtIeZaL/i9/Q6ZYwGE09hv9Y2QgPsfdLOwykAUVsBYQNSanQSSKgZAaAAUxG0QlT3ZrxmyaZA8AifA== | 2022-03-23 00:58 | Internal Combustion Engine | 20 | Load Displacement - Biomass | Available | Doina Balea | Industrial | Active
a3ac336f-c45a-e211-a855-0050569e014e | Zk4b9jKBHFeuzfMBfQZNQe46f6C4v9zBDumqleAgsaLTH25RMVAyXozUESTLlOQErPjtSJkxaZSwgdEOyI8Twg== | 2022-03-23 00:58 | Internal Combustion Engine | 20 | Load Displacement - Waste Hydrogen Gas | Available | Doina Balea | Industrial | Active
16529c7a-c45a-e211-a855-0050569e014e | U+y0pWvPmGGN5nXxmrMiNjAwI1m8q/YD/V19lAXIxmflpeYXEaE3Kdp5627hkrAeGAN2WKj8pyT6D7xrvzqUqQ== | 2022-03-23 00:58 | Internal Combustion Engine | 20 | Load Displacement - Natural Gas | Available | Doina Balea | Industrial | Active
e36a5e92-c45a-e211-a855-0050569e014e | rR1kzmJGkykLMPGAAnA91WE8wTUj3v+Nq1AtaQpN/yEdLdcmFfBH06hX09u7yKybLdK7goMIGmcPoUw4FqDD6A== | 2022-03-23 00:58 | Internal Combustion Engine | 20 | Load Displacement - Renewable Natural Gas | Available | Doina Balea | Industrial | Active
4f823faa-c45a-e211-a855-0050569e014e | bY0Hbe/oRh0duUh2G+bZaTMPUKXGewMNfWC/x0V3NW+MrSLMs/Ac6ODD+bI06opmLv2p90Q66e4yFQgLEylVag== | 2022-03-23 00:58 | Internal Combustion Engine | 20 | Load Displacement - Bio-Gas | Available | Doina Balea | Industrial | Active
5bd339e4-631f-ef11-8174-005056900b78 | SClX56KGXR1Z88umcfcd+QdYKQqEqLnScQnaVImNP5v2j2Y2gG9cM8wJLLcWyD9ug55HdjDF5fXmMsn9CE4Uug== | 2024-08-14 16:56 | Large Synchronous Motor (≥ 1,000 hp) | 20 | Motors and Drives | Available | Doina Balea | Industrial | Active
6d6bd520-7815-eb11-8142-005056900b78 | IJp2HgupmM/JF6Ced3/IbdErW39b/uJ8s1EYUtHCsiIjgoPaCKID2wVJs1wcbgC/+ZEZ95IXNFnEHzqALVnNxw== | 2022-03-23 00:58 | LED luminaire and retrofit kit | 15 | Lighting - Horticulture | Available | Doina Balea | Industrial | Active
c5913cd5-0d06-e411-8956-005056907e1b | qOZX5mDnDaNZowTSAFjfHdXT55PxR26Xz9tNTcT27DNcgmFXInLcpAwHfs4qCS6lh8xjjqi2Fgzj3f//VhXumQ== | 2022-03-23 00:58 | LED luminaire and retrofit kit | 15 | Custom Lighting | Available | Doina Balea | Commercial | Active
050ad1e3-0d06-e411-8956-005056907e1b | CqHLQimWwrOuw6pXIXfMXH/Z0iuK2QisQwHKtrM2gfz61IbGef3JLA/7mPE2x73YnEUwuqAPCWZHitE+yYI8ww== | 2022-03-23 00:58 | LED luminaire and retrofit kit | 15 | Lighting | Available | Doina Balea | Industrial | Active
15c4bbf0-70db-e711-93e7-005056907e1b | 8T64lSiEdmZGdZbrnAsvaBexabzyCs0tr/XQMiCJtbuxwATCHFyQlVa/uXhu+U78uNxJ0d1ApeF/BWo5AYzvdQ== | 2022-03-23 00:58 | LED mogul screw-base replacements for HID lamps | 12 | Custom Lighting | Available | Doina Balea | Commercial | Active
b9bce2fe-70db-e711-93e7-005056907e1b | 6uzGTFcmRbsUdzmX+UTrYvJ0vAlEV2CzoGKslIeSuJ9xBCx3y/g7qZ5y3IrT9MNRfk9B7mt8FSzC4DV5Yl+Rvg== | 2022-03-23 00:58 | LED mogul screw-base replacements for HID lamps | 12 | Lighting | Available | Doina Balea | Industrial | Active
516e4134-4feb-e111-8626-0050569e014e | Mp7iUzwtsMQxGKM7C/+EbV5e5I2DCxJ+ycZNG4zlf8mQBvyvLy51OMnR/jhxd2bJTFK6eb8JxivRj1rttmrTiw== | 2022-03-23 00:58 | LED Refrigerated Lighting System per Door | 16 | Custom Lighting | Available | Angee Watanabe | Commercial | Active
0eca95fc-57eb-e111-8626-0050569e014e | XMc62iXisLR6jpmdJQ/P49cMoc5DiZTYuNAF2DRZfAuBCBxPBEIXqP4gI50cJXxvqVSv3fOue8MUJ5I/2WWXog== | 2022-03-23 00:58 | LED Refrigerated Lighting System per Door | 16 | Lighting | Available | Angee Watanabe | Industrial | Active
074d21b2-a332-e811-aa93-005056907e1b | KmNO3Ltlc6tMQERKmZ4uMv6K0epXa+P6VPwrTVVmYTvL9NfAU1JA0beob9HTgnD4CejP0eu/5FXDcwWyrDDsZg== | 2022-03-23 00:58 | LED replaceable reflector lamp in non-residential setting (screw-in/snap-in) | 12 | Lighting | Available | Doina Balea | Industrial | Active
869647c7-a0da-e211-98c8-0050569e014e | dBXPS7qcf55xGavfN3BUvStSaP4/Go4LiH0nvnaP87nJTq68LCiLXIXzb0v9gebu1ePE96EGK2/ALCux1f9HEQ== | 2022-03-23 00:58 | LED replaceable reflector lamp in non-residential setting (screw-in/snap-in) | 12 | Custom Lighting | Available | Doina Balea | Commercial | Active
da3402e8-67fd-e811-ab15-005056907e1b | jDnMhNqc3HMPRgJj653jYoFB1dCSC5ubQq53rFRyxCbnW/3vFD4Lum695TnU3oFFksfA4FqZkVlth9ssOQBtoA== | 2024-06-26 21:25 | LED Street Lighting | 16 | Custom Lighting | Available | Doina Balea | Commercial | Active
9512c693-fa32-ee11-816a-005056900b78 | BxBM/trIHfr+B0xJTTfCi648qUKmU4YtzP5V6Z75ZDJnjLcgpz174/hiYkkcZhR01lOP6p+Fj4aFuD7aBq8KiQ== | 2023-08-04 19:11 | Load Attraction | 30 | Other | Available | Ryan Pierce | Industrial | Active
87249879-99bf-e511-95b0-005056907e1b | yE8oPcA/NaLd93XsvBXOgl2uP0d5kIpgyDgF3QNZlCT1rqsryFl01mKsKYW8OcUsvvKWeBjHbtl8XKcbAdRZDw== | 2022-03-23 00:58 | Low Flow Fixtures | 10 | Domestic Hot Water | Available | Doina Balea | Industrial | Active
594ee849-4713-e211-9655-0050569e014e | olIbuijWnH8IOABg/THwNEtyslwoSQ21y00s46lxoUWVeOq2wA6tRMywvpZM0DKxLjbHiul0fmPtuxHCbc0Kkw== | 2022-03-23 00:58 | Low Flow Fixtures | 10 | Domestic Hot Water | Available | Angee Watanabe | Commercial | Active
b657376b-55eb-e111-8626-0050569e014e | ut1iCWjUF5tjQ4wEXL+7WzoSYPO/tBcuKIwXFKylbmCFpC2aFmmGpdcbXeX2epwsaEum++eHN3iUPaOLYbsv5g== | 2022-03-23 00:58 | Low friction ducts | 10 | Fans and Blowers | Available | Angee Watanabe | Industrial | Active
50b4c395-1e74-e811-9a34-005056907e1b | uJhIifnGHIKqK2j2hIw5VMR3WzA9V1GZwFFtyWvl+i78P1Rez6KYLFkYOMqoYOF4ionX7US3WDtNeHmsvHydNw== | 2024-03-13 17:27 | Low friction piping networks | 15 | Natural Gas Compression | Available | Doina Balea | Industrial | Active
651ce79e-57eb-e111-8626-0050569e014e | ZelwQWcebn57bm4J7QbSLMY0Iyh+tmJm1morB2iEk8vz0l4WlWsasumiPumtkjgBjkJ/vRyh6rM6M+iyrRiHow== | 2022-03-23 00:58 | Low friction piping networks | 15 | Pumps | Available | Angee Watanabe | Industrial | Active
2ee731b1-b465-e211-b65b-0050569e014e | FWsAOhy682PZoYsETjFp6l9l9U6/i6mhTxlBNLsABKz4r3j1H4Dwh186OTlEY7omSncLHH9fh7lHo9hDxgYxWg== | 2022-03-23 00:58 | Lumber Kiln Fan VFD Optimization | 10 | Process | Available | Doina Balea | Industrial | Active
27494c23-7ea9-ed11-8163-0050569043a6 | VwUKpxBJn1/19fEZNzzMIvyglUmlCftj8fk8hsPv/iwZwnQV9VNiKv0vF9tqxWMO2g6nQgBKhuFmY8g37dBEUw== | 2023-02-14 01:14 | Luminaire Removal | 16 | Lighting - Horticulture | Available | Doina Balea | Industrial | Active
cb8b8f91-f7b6-ee11-8173-0050569043a6 | HBwIGrNNGkV/VL223wlelRA9h2WEyZPvX0CB+fofqGcyY95r4hxElB/qUAAjTr1rtVyEl1l7IVkYX+LQ3D1oqg== | 2024-03-05 00:27 | Luminaire Removal | 16 | Lighting | Available | Doina Balea | Industrial | Active
58d0a0cd-a4fc-e811-ab15-005056907e1b | mgfjLAAnqPTV5Aq6Qv/c5CYGRFP412+ArxkuKY7weCeiFOLGyPhtDO2sEOa5EfShY4bTFp99E/60HbAr+LrkFQ== | 2022-03-23 00:58 | Luminaire Removal | 16 | Custom Lighting | Available | Doina Balea | Commercial | Active
f257376b-55eb-e111-8626-0050569e014e | htNqDqbT4p6Z8nW/gjmcjU6mlgiCzuVpkzvBNivH/FedUcJbeBX6QiE1voU7GeTctO8yHsvi7d/ZwF2UtBL8gg== | 2022-03-23 00:58 | Mechanical pulp refiner modernization | 15 | Process | Available | Angee Watanabe | Industrial | Active
f50091d5-8014-ef11-8173-005056900b78 | V7wolWm9k/eXmwf8dZuLm4OqurGK4w4EIp86jopcNCmhmgt9LAYandTF8l4JB4kN9a1GZ5bfKjiksw4GiED8Kw== | 2024-05-17 19:08 | Natural Ventilation | 15 | HVAC | Available | Doina Balea | Industrial | Active
1ba0b6bf-4613-e211-9655-0050569e014e | NZ3UoDPfqd3OHI1uRBkVhw/QLIInV+sIqiEklPsqCcOQqdcJj1Eav6qZB095JDCNd1aepXrE0zA9jh/J6cSLgQ== | 2022-03-23 01:07 | Natural Ventilation | 15 | HVAC | Available | Angee Watanabe | Commercial | Active
39c950dd-9fe2-ec11-8157-005056900b78 | ue2GgtN8bhTR+hvYymokJgUKi9SGQn3k08to0fHWQSuZihqXiR282N3bvUkJknh/B/rM8cQyN9SxLhuZBW42JA== | 2024-03-04 19:15 | Network Lighting Control with Energy Monitoring | 20 | Networked Lighting Controls | Available | Doina Balea | Commercial | Active
47a9b6d2-0fc8-ed11-8164-005056900b78 | 21SODr4RxD5asKulZnwgJEeWocdXV26RntvDgJf365qHjBIwDLtQVPX6tE7ZtREHd20FE+1qs9hNWPH0Hc6vhw== | 2024-03-04 19:14 | Network Lighting Control with Energy Monitoring | 20 | Custom Lighting | Available | Doina Balea | Commercial | Active
de0d4487-07c9-ed11-8164-005056900b78 | KMmKHZDpr4Kospia3XRhkAxN3mYNEqQDxN27a6DwUf+4zfgoj7mRHvK6dN03bjcDBdplqpkjQNBTOZVdhMAtwQ== | 2024-03-04 16:13 | Network Lighting Control with Energy Monitoring | 20 | Lighting | Available | Doina Balea | Industrial | Active
a6ae1a97-9fe2-ec11-8157-005056900b78 | mahJnQM1z2l+fC2z5ELyuFCSQDIz5KH2cyXo+mfOLxD09xbcWiYyDAiZevLk+QVj9uPGyqCUMAWwcm5ecxnnWw== | 2024-03-04 19:15 | Network Lighting Control without Energy Monitoring | 15 | Networked Lighting Controls | Available | Doina Balea | Commercial | Active
b5f28319-10c8-ed11-8164-005056900b78 | t37+Al28xxCC2/BuaLU/Ns0mm0pzEXxY73LueJaHU82mCwi+sxqITY3KfANk62AMj/L1jjKvbqWzXKeXtHTVoQ== | 2024-03-04 19:14 | Network Lighting Control without Energy Monitoring | 15 | Custom Lighting | Available | Doina Balea | Commercial | Active
8e3c53cf-07c9-ed11-8164-005056900b78 | nQsUt+mNlWP+uOZdZ3pFDda/J57GX4xTOWSgUIp5FCL4NflOjDx6Eu5g/urG1V/3/m1JDMusfjZv2tnR4o0vXg== | 2024-03-04 16:15 | Network Lighting Control without Energy Monitoring | 15 | Lighting | Available | Doina Balea | Industrial | Active
ffeac3a8-f0b6-ee11-8173-0050569043a6 | WsVJhTQcmC8fD9kmTn7Ea4m67Ao8JmkZHfkmiEL1g4mHUN9LrHlaeW00zTj6wsyIKe3x+/w6d248dhT966ZX7w== | 2024-03-04 16:10 | Network Lighting Control without Energy Monitoring | 15 | Lighting - Horticulture | Available | Doina Balea | Industrial | Active
179a36bc-1e74-e811-9a34-005056907e1b | 2KfIb4mTUdlLUvYHHFxBo5u1ItIJhL+Qqga+IIzaYigKKkhtFMULz36sO1Kqyh7W0BqZSZxQGZrPjQcZrXPNkQ== | 2022-03-23 00:58 | Network redesign including holding tanks | 15 | Natural Gas Compression | Available | Doina Balea | Industrial | Active
f01d3633-c35a-e211-a855-0050569e014e | E7INcMwsljMnM5GGsajRGNTU7W1f0HM9zR4M7r0BkkCK4M5+huZy4s5jzZa0VjMmlJB5fGGYcPgVqMObCM6ChQ== | 2022-03-23 00:58 | Network redesign including holding tanks | 15 | Pumps | Available | Doina Balea | Industrial | Active
b71ca6fd-ebe8-eb11-814b-005056900b78 | FON5VfJKmj9nqMAjgL4AcadKPo8iTDhClPaQ5Dcyr6WsYYTI5uwvPeGeEeLYTfltAe/XhYk6DXxtxxZazSH+WA== | 2022-09-12 14:46 | New lighting controls including time clocks, occupancy sensors or photocells | 8 | Lighting - Horticulture | Available | Doina Balea | Industrial | Active
556e4134-4feb-e111-8626-0050569e014e | idc2T/yeY/OnrFsWgs4veJKVXxN8PKnTAmFn6AcNe7CyyobsoHGPu6E1m5dakEDvA+XeBrj+wTpDFhXJZOw2fA== | 2022-03-23 00:58 | New lighting controls including time clocks, occupancy sensors or photocells | 8 | Custom Lighting | Available | Angee Watanabe | Commercial | Active
3ac24a10-58eb-e111-8626-0050569e014e | XMxp8NwyRBsflSGtJLTyhteIsT88yUdd4Sd8orZRyPdnfORgFmt2O5Cvz7yivBUinItjAY+D9VMrBJc5rfdz/Q== | 2022-03-23 00:58 | New lighting controls including time clocks, occupancy sensors or photocells | 8 | Lighting | Available | Angee Watanabe | Industrial | Active
3190ef66-e11e-ef11-8174-005056900b78 | +qVJ8Zjf/Zf5pJUvyKe3pcdDuBbrWUxc1eJvRF74n6UJluto9fncjD8GKX1IpCTfKiQrZ29ygFrIu1MM1SrPXQ== | 2024-05-31 00:05 | New Plant District Energy System | 30 | District Energy System | Available | Doina Balea | Commercial | Active
3b3fc981-aa21-ef11-8174-005056900b78 | 0opvZ04BbRkKmV7Y4jiVPt3NqtmkKGqqawyzF9/UR7eSMaLnoY3K7ADrKvHk8Mn8mdu9O9NczFuvZHRzuyk6aQ== | 2024-06-03 13:09 | New Plant District Energy System | 30 | District Energy System | Available | Doina Balea | Industrial | Active
9c2ebe58-51eb-e111-8626-0050569e014e | GsVlsxYWca6VPe8+e0Qvpmlwp4IUaNh04DHCOTFIrTV2MuMDBpFQAb8yuGcF1e+gScsJEdq7PgaJ92YJEkwW+g== | 2022-03-23 00:58 | New transformers, 15 to 7500kVA, dry or liquid filled | 30 | Other | Available | Angee Watanabe | Commercial | Active
8fd8b4e3-51eb-e111-8626-0050569e014e | HpL99WDSyxme7DCrveXw5V4XYJXBRZjc2KxysufVa1j/8xr52PKrRUkq86AWOI3qtYYOOnYxB9bE90eXvETqLA== | 2022-03-23 00:58 | Night covers, air curtain | 5 | Refrigeration | Available | Angee Watanabe | Commercial | Active
8fc21433-f2b6-ee11-8173-0050569043a6 | oCxeVqzNzB77ev1O/cAbcsOSucBqgv0SDGxUeV5dJnYvTrsChmexI+GDMQZcn18NPCDEGlok17JZxqq5AXC6/g== | 2024-03-05 00:25 | Non-LED lighting redesign for lower power density | 16 | Lighting - Horticulture | Available | Doina Balea | Industrial | Active
ee360230-f5b6-ee11-8173-0050569043a6 | NzTaBdT6B3t7xWYupaH2kViNOAItrKl06jRDIT+sQ9YRN9OemUrqWbPr0eXH6bUa5UcNn6ZNKQ+N9ddnJorxxA== | 2024-03-05 00:25 | Non-LED lighting redesign for lower power density | 16 | Lighting | Available | Doina Balea | Industrial | Active
12b7cbaa-a4fc-e811-ab15-005056907e1b | jExtKErGnJviOIIvq8zefHOm5Z+bNNKAke9Yr8M1Qs5Dtycd6zAe08gWq2kklz6i7IP5YUbsR3qLMHnU5rOHiA== | 2022-03-23 00:58 | Non-LED lighting redesign for lower power density | 16 | Custom Lighting | Available | Doina Balea | Commercial | Active
d4a45363-ab1f-ef11-8174-005056900b78 | mNuxeUIE+e451DFLCptLPUfhZxkxHPaANzAPwuiV4cLMraLreJ30MqGzP5gnl4M9G4N6cvlyRMWvrIF9H1FvEg== | 2024-06-01 00:11 | Occupancy and temperature sensor | 8 | HVAC | Available | Doina Balea | Commercial | Active
a972af6f-9abf-e511-95b0-005056907e1b | 7Mpi1SATtGjcHelR00Q40uwX8JDwccaUi37w1+VTRDFZCypiV/Jc2ji5L70M85xGNp4EklYA02YcQL/+ehaePQ== | 2022-03-23 00:58 | Occupancy and temperature sensor | 8 | HVAC | Available | Doina Balea | Industrial | Active
316e4134-4feb-e111-8626-0050569e014e | TmeLXgyo92aG68lA4cFiHJonA2+pTM3I6VbVwbFnPNS4otkEwTChVc8p+k0Jf4iseRcLuK7Le8lCZYsmoa6nGA== | 2022-03-23 00:58 | Occupancy and temperature sensor | 8 | Advanced Energy Office | Available | Angee Watanabe | Commercial | Inactive
27398288-d11e-ef11-8174-005056900b78 | iuou+ARakOSADj8cRii+vTvGvh3UovnsercNClTVLTSjaDkESC5SxY+drfYlEx7E8KD2rliXiOW/6SzCuP5moQ== | 2024-05-30 22:11 | Operational and Procedural Measure (NO Formal Sustainment Plan) | 2 | LCE - District Energy System | Available | Doina Balea | Industrial | Active
856a0e2d-d21e-ef11-8174-005056900b78 | iAjvOeiElQWoaT83ZNdXiuP3DtDOg0l/vTk5QgjPyk14GonydeVPTlrPVISS6DGhVo2VSq0bsKSvLM8Eow0LGQ== | 2024-05-30 22:16 | Operational and Procedural Measure (WITH Formal Sustainment Plan) | 5 | LCE - District Energy System | Available | Doina Balea | Industrial | Active
8a0b5ec2-d61e-ef11-8174-005056900b78 | wPQEIYCJTp/wUVOkxnWWqkmcXkq2De3HZM+MTBDsludMf8jH9hBlGVbHxzOpjpdCFsD75FgpooiuaBvCxQ94VQ== | 2024-05-30 22:49 | Operational and Procedural Measure (with Hard-Wired Automated Controls) | 8 | LCE - District Energy System | Available | Doina Balea | Industrial | Active
b6b174ad-b900-e511-8e08-005056907e1b | 2N2XweAPIHMO6vbcTbJI027XWlU8P9uJ+3NnSW+73GH5NZjCkKCLl3NeKRSCMlFzGjSatLGt41Y2sZnaLDrANA== | 2022-03-23 00:59 | Operational and procedural measures (including equipment shut down when not in use, set point adjustment, maintenance and tuning for improved performance) not supported by a formal sustainment plan | 2 | Pumps | Available | Doina Balea | Commercial | Active
4c360d2c-f712-ef11-8173-005056900b78 | ihGnUSXAJqyvZQRsfObtIOfLwooQ7+ZPC1xAnkKegpMLX35Ct+eux5X7BgkqVx2eNvMTJ7tFsK/T0EyvYadgPw== | 2024-05-15 20:11 | Operational and Procedural Measures (including: equipment shut down when not in use, set point adjustment, maintenance and tuning for improved performance) Not Supported by a Formal Sustainment Plan | 2 | Load Displacement - Biomass | Available | Doina Balea | Industrial | Active
9466d27f-f812-ef11-8173-005056900b78 | E9nStmHny0Da2hGwzSMKA8HOYc9CT7V5Erflk8Zc7RGihLI50+avpLcMylcRFO5dLGgeLbumCTh9Gc2/eHGEvw== | 2024-05-15 20:20 | Operational and Procedural Measures (including: equipment shut down when not in use, set point adjustment, maintenance and tuning for improved performance) Not Supported by a Formal Sustainment Plan | 2 | Load Displacement - Geothermal | Available | Doina Balea | Commercial | Active
0933470a-1312-ef11-8177-0050569043a6 | 21q+TavwoZnG+q4cWWiKDxecVD8QjPHmbQgdY0j5K4hQ/h5nhYJ9anLkFiT3n3ItMcO1/rgmmxBiPPbRjTXA/g== | 2024-05-14 16:57 | Operational and Procedural Measures (including: equipment shut down when not in use, set point adjustment, maintenance and tuning for improved performance) Not Supported by a Formal Sustainment Plan | 2 | Load Displacement - Bio-Gas | Available | Doina Balea | Industrial | Active
f39f44b1-68c2-e211-8ec3-0050569e014e | xxmWuMR97k2VTnP4kckfYb9v1jd/X8d0o1VqcYxjOHdE5emIzl4cUlvh9kj5IbAoP5wBHnTI+8wiFEAPHntqvg== | 2022-03-23 00:59 | Operational and procedural measures (including: compressed air leak repair, equipment shut down when not in use, set point adjustment, maintenance and tuning for improved performance) not supported by a formal sustainment plan | 2 | Compressed Air | Available | Angee Watanabe | Industrial | Active
f76f8386-6ec2-e211-8ec3-0050569e014e | lYTC0hMc4TKnqoSwdU/cV71zIP1agv6D5GNtMwOAvP84sdp2Ld81/8G8dgKAVs0u0CezsmkZDhlF0OyUMkksEQ== | 2022-03-23 00:59 | Operational and procedural measures (including: compressed air leak repair, equipment shut down when not in use, set point adjustment, maintenance and tuning for improved performance) not supported by a formal sustainment plan | 2 | Process | Available | Angee Watanabe | Industrial | Active
701ca8ec-f912-ef11-8173-005056900b78 | 5+23yIRJRC5lKj0/vaHbnVXBcNCIrDxriTATqevmuARGoZEw2rde4Z3MRDMHB1lmj14dBh6ZPeCx15wV0mYzFg== | 2024-05-15 20:30 | Operational and Procedural Measures (including: equipment shut down when not in use, set point adjustment, maintenance and tuning for improved performance) Not Supported by a Formal Sustainment Plan | 2 | Load Displacement - Geothermal | Available | Doina Balea | Industrial | Active
db3a4a63-fb12-ef11-8173-005056900b78 | LtPzpUmQTqsfV7maV1VEdTpOZqUCPdSFP81U+7rCXcspB97sZZ/Qh0YXVXAm9VTccKt3hPQAWPJNNzo67/nPEQ== | 2024-05-15 20:41 | Operational and Procedural Measures (including: equipment shut down when not in use, set point adjustment, maintenance and tuning for improved performance) Not Supported by a Formal Sustainment Plan | 2 | Load Displacement - Natural Gas | Available | Doina Balea | Industrial | Active
1da10e08-fc12-ef11-8173-005056900b78 | YwGKDRbsOXo0Fe1jmYdIlNm7GpZ+dJEkmCsG2/PKPmZmVvTZduFvee6v7SahQ/SNWIj6S+iX4v1JZ0CqPRl84w== | 2024-05-15 20:45 | Operational and Procedural Measures (including: equipment shut down when not in use, set point adjustment, maintenance and tuning for improved performance) Not Supported by a Formal Sustainment Plan | 2 | Load Displacement - Process Heat (no incremental fuel) | Available | Doina Balea | Industrial | Active
3703bcab-fc12-ef11-8173-005056900b78 | knJluFouK6nVDW/kP1erUVS9EfMK7+asOMpYgSRlzVTsZHab8kI5Fb2HJAKmD0PBvLOgohONKyROK+miJUnLJQ== | 2024-05-15 20:50 | Operational and Procedural Measures (including: equipment shut down when not in use, set point adjustment, maintenance and tuning for improved performance) Not Supported by a Formal Sustainment Plan | 2 | Load Displacement - Renewable Natural Gas | Available | Doina Balea | Industrial | Active
5a321e77-fd12-ef11-8173-005056900b78 | p78Du/CGLXB9s52EFSewomDM0UZ1IrvgF4Ow9ffYFR5EUnajqhBBvM7yVROHpgStNNO3NVJgGh9gAmxuddX9ng== | 2024-05-15 20:56 | Operational and Procedural Measures (including: equipment shut down when not in use, set point adjustment, maintenance and tuning for improved performance) Not Supported by a Formal Sustainment Plan | 2 | Load Displacement - Solar | Available | Doina Balea | Commercial | Active
6fec6ad4-fd12-ef11-8173-005056900b78 | Dpb5gQJWdh4JwJYGeGtSr1czt46uVusCLttq//1FZ87jlKTDRfZI723Tpef7VlFFE4rYDzWWOTn3O9lyc08xyg== | 2024-05-15 20:58 | Operational and Procedural Measures (including: equipment shut down when not in use, set point adjustment, maintenance and tuning for improved performance) Not Supported by a Formal Sustainment Plan | 2 | Load Displacement - Solar | Available | Doina Balea | Industrial | Active
bf943a4b-fe12-ef11-8173-005056900b78 | Wv+pz+BpZOosEP4UddzfJUJvJZE4CuTaBLYsTtLrJtaMBVLbOgWbyoZOOqSk1wmaqo+sIDD6Lq4wpWFK/UXpcg== | 2024-05-15 21:01 | Operational and Procedural Measures (including: equipment shut down when not in use, set point adjustment, maintenance and tuning for improved performance) Not Supported by a Formal Sustainment Plan | 2 | Load Displacement - Waste Hydrogen Gas | Available | Doina Balea | Industrial | Active
6e3d36df-fe12-ef11-8173-005056900b78 | Z392yIug2/RzGE+GAp7PVary0+QC5CYdgSpfjNpjIq/SzAN/hkdJznX6TGGw/ljfGQ/2K1bv0i4S6zLsg6Mi9w== | 2024-05-15 21:06 | Operational and Procedural Measures (including: equipment shut down when not in use, set point adjustment, maintenance and tuning for improved performance) Not Supported by a Formal Sustainment Plan | 2 | Load Displacement - Wind | Available | Doina Balea | Industrial | Active
6713fef8-ff12-ef11-8173-005056900b78 | jV9ydallHV3Zw0FzGxac2x6tl2SXwR2MEqXHKJ1m8HHiqz6mtVroCJtyCgcE7FSO0xUbnlyOndZd/PkF0mrspQ== | 2024-05-15 21:14 | Operational and Procedural Measures (including: equipment shut down when not in use, set point adjustment, maintenance and tuning for improved performance) Not Supported by a Formal Sustainment Plan | 2 | Natural Gas Compression | Available | Doina Balea | Industrial | Active
945a2b9b-0113-ef11-8173-005056900b78 | wS3geMvnTy8MutTC05jOLKTR2fgiHbXtxkuhTK47tTj8DTN+CQPAt7/u91jemG4tQtYcyR4zFG2quJ/h0oal8A== | 2024-05-15 21:25 | Operational and Procedural Measures (including: equipment shut down when not in use, set point adjustment, maintenance and tuning for improved performance) Not Supported by a Formal Sustainment Plan | 2 | Other | Available | Doina Balea | Industrial | Active
fc164dde-0613-ef11-8173-005056900b78 | nFLmT0OXMsoPCPCAkNn7YPY0qQLLiAQhwPBnNB+zb/uCgAkSpGVjO4a6Vp72IE5/jesrS716kqdtY9qEas0XVA== | 2024-05-15 22:03 | Operational and Procedural Measures (including: equipment shut down when not in use, set point adjustment, maintenance and tuning for improved performance) Not Supported by a Formal Sustainment Plan | 2 | Fans and Blowers | Available | Doina Balea | Industrial | Active
59b04aab-1613-ef11-8173-005056900b78 | 18Q5VBvcozpxt9XP8qiuGjzZY2En1PQDCo0T/qA0YabwNSyz642x2EFXbDUZbgqy50Td2N5efxHjG6p+cgTxVg== | 2024-05-15 23:56 | Operational and Procedural Measures (including: equipment shut down when not in use, set point adjustment, maintenance and tuning for improved performance) Not Supported by a Formal Sustainment Plan | 2 | Pumps | Available | Doina Balea | Industrial | Active
50a238fe-1a13-ef11-8173-005056900b78 | /NEkUevOcvfw8Kapyz0efNH72HXJS2t/yWv6piql689hWpEGCsP2DToIKL0NtETlUTu3JQFhZyA6e8v1rMHaSQ== | 2024-05-16 00:27 | Operational and Procedural Measures (including: leak repair, equipment shut down when not in use, set point adjustment, maintenance and tuning for improved performance) Not Supported by a Formal Sustainment Plan | 2 | Refrigeration | Available | Doina Balea | Industrial | Active
8f15a4e4-1e13-ef11-8173-005056900b78 | ovSWuXpOZoCh6h78I4D89W4SCVAUHRC9ouCagvz0/YigGqX9uJHdSDwZAPoPvoH5mA7SRZ2bHk2+e+I8VPA9lg== | 2024-05-16 00:55 | Operational and Procedural Measures (including: leak repair, equipment shut down when not in use, set point adjustment, maintenance and tuning for improved performance) Not Supported by a Formal Sustainment Plan | 2 | Refrigeration | Available | Doina Balea | Commercial | Active
123f1083-0213-ef11-8173-005056900b78 | 7h+rZlDHTluWt/XgJdLbAjw/1/ojfCMAumJSRnXr/+V3iv5oOi9RR6ypvRgZYxm6H9l+frd+bVBfT//c8IYeRQ== | 2024-05-15 21:32 | Operational and Procedural Measures (including: set point adjustment, maintenance and tuning for improved performance) Not Supported by a Formal Sustainment Plan | 2 | Load Displacement - Hydro | Available | Doina Balea | Industrial | Active
b731c871-1c19-ef11-8177-0050569043a6 | SakLzHhWRpbu1PV5OD7Ami04xovyTg9NZFI3dASi+xa+cDW1bdGKzafbibMK54Iuq9Rg5o/UXjK1gKCzcBe4hA== | 2024-05-23 15:52 | Operational and Procedural Measures for Hybrid Heat Pump Systems Heating and Hot Water Systems Optimization: Loop Temperature Reset; Equipment Staging; System Lockout; Unoccupied Setbacks. | 2 | LCE - HVAC | Available | Doina Balea | Industrial | Active
f77694a8-d8c3-e211-8ec3-0050569e014e | CqueMWR4ZgluItxQQUnQbeNJYEICnWZFccgnssUJXXsbcajyvwKD5S8QYLDtmdl4voppkarYl8avMc9dbP8Zzg== | 2022-03-23 00:59 | Operational and procedural measures not supported by a formal sustainment plan (e.g.: adjustments to lighting control operations without commissioning) | 2 | Lighting | Available | Angee Watanabe | Industrial | Active
a3b1bc5a-2400-ea11-8138-0050569043a6 | 57n+EzOluJ6hAF4mVXymjG4tgWXs48FT3YLPJs3iE9dKYcPrnZnrxftQrEHG+GQbU9+yCABw3BwwLU79/jRbdw== | 2022-03-23 00:59 | Operational and procedural measures supported by a formal sustainment plan to maintain savings | 5 | HVAC Operations and Maintenance | Available | Doina Balea | Industrial | Inactive
b4067fc6-1419-ef11-8177-0050569043a6 | 6MzYyWP81E9sZvSulCmCQcmmPUO4QpTU9pqWpyyRAeoH4FJy3peSmOwcBV1mvcO6rZ5KPYlyUf+GcVCpOg7yUQ== | 2024-05-23 14:58 | Operational and Procedural Measures Supported by a Formal Sustainment Plan to Maintain Savings | 5 | HVAC | Available | Doina Balea | Commercial | Active
33bb8121-1619-ef11-8177-0050569043a6 | QpmV+0ANAoxWOOdtSQK5KD2I0ursrZBkwwXm8qTAmI6+dTfpo57XSGzqFDbopKl+sGZPE0etZTMnEdkvua9DiA== | 2024-05-23 15:07 | Operational and Procedural Measures Supported by a Formal Sustainment Plan to Maintain Savings | 5 | HVAC | Available | Doina Balea | Industrial | Active
7dd26e5e-1f74-e811-9a34-005056907e1b | +0ywS7/SJwOtWZNeRxBpSCI2WTnRPpY/c2zNnBQ3bGnMWIwvj8hcCgjK63AoTkxagNz8AxAO6gb58UiqmfwMRQ== | 2022-03-23 00:59 | Operational and procedural measures supported by a formal sustainment plan to maintain savings | 5 | Natural Gas Compression | Available | Doina Balea | Industrial | Active
fc96ebcf-6ec2-e211-8ec3-0050569e014e | P9NLsGERSA9cQHLjVhUKu3ZbqNotXES8KEPWcdFvwA2HvYqtiGTTiAv2dQ1XB1P18gafWUKxampo7zwT4cDHGA== | 2022-03-23 00:59 | Operational and procedural measures supported by a formal sustainment plan to maintain savings (e.g.: adjustment to lighting control operations with commissioning; Energy Manager) | 5 | Lighting | Available | Angee Watanabe | Industrial | Active
533154c9-809b-ee11-816e-005056900b78 | XAyrnvh98/1vA0KGH2gaDVUpug9ZxKiTr5ZxVX5XEtFUsSGzRwYJ2JPnJ3yDSRKRiIVJ3/lZXx64qUK89BhgCQ== | 2023-12-15 19:33 | Operational and procedural measures supported by a formal sustainment plan to maintain savings (e.g.: Energy Manager) | 5 | Load Displacement - Geothermal | Available | Doina Balea | Commercial | Active
7ffece89-1f13-ef11-8173-005056900b78 | YIhLiLUG7CR6uLWq/uX8wSiBIZ3k6ZkFzXkrsUDpLDDdY83DTNGj5fWdQ+HfpyZtJd3WMwKWGOpnpjVy6yIg5g== | 2024-05-16 00:59 | Operational and procedural measures supported by a formal sustainment plan to maintain savings (e.g.: Energy Manager) | 5 | Refrigeration | Available | Doina Balea | Commercial | Active
3c7af026-b7dc-ee11-8175-0050569043a6 | NqODOU2qTEwHfHGk7gTdbr7nEstun025pn2EaTEWZ3aWhtUZVPJw9ZzxgziMXTZP1aPLF5lIM8EFFuO6UIqQbw== | 2024-03-07 19:16 | Operational and procedural measures supported by a formal sustainment plan to maintain savings (e.g.: Energy Manager) | 5 | Load Displacement - Solar | Available | Doina Balea | Commercial | Active
4e0340c7-b900-e511-8e08-005056907e1b | zihskKmgU175Q1dVzRmDyamb/iz/Fy/EOeKqePNTikf/S3h7zfQ0AMtSq3y2COuwSCT/LGw7X3QvXXf7ERGsVA== | 2022-03-23 00:59 | Operational and procedural measures supported by a formal sustainment plan to maintain savings (e.g.: Energy Manager) | 5 | Pumps | Available | Doina Balea | Commercial | Active
fb9f44b1-68c2-e211-8ec3-0050569e014e | Xn/SV94G1893iqsRm1QHV/YHTNXX/4ogvHMMVViDeUckCGK4UPtrDJKrW6qcMKO3xItDGQGE499X/lchC6HWjQ== | 2022-03-23 00:59 | Operational and procedural measures supported by a formal sustainment plan to maintain savings (e.g.: Energy Manager) | 5 | Fans and Blowers | Available | Angee Watanabe | Industrial | Active
01a044b1-68c2-e211-8ec3-0050569e014e | QDj2XWhWMFhCTZPEfMN7ki06BCbLrjlbKM50wWNEsQ0sOnnSHBVllghz1fZKsT4YJMwNXJITPNb1b9BcsKSzqg== | 2022-03-23 00:59 | Operational and procedural measures supported by a formal sustainment plan to maintain savings (e.g.: Energy Manager) | 5 | Load Displacement - Biomass | Available | Angee Watanabe | Industrial | Active
03a044b1-68c2-e211-8ec3-0050569e014e | zWd2Faqnvv/RqvsIDT0GjJ5QqICiwQ7o7NvlXsrGGKGgPqwbmcAq+6lfa/ucYdEUn5bffw7H+HSGtXgU1w05Fg== | 2022-03-23 00:59 | Operational and procedural measures supported by a formal sustainment plan to maintain savings (e.g.: Energy Manager) | 5 | Load Displacement - Waste Hydrogen Gas | Available | Angee Watanabe | Industrial | Active
05a044b1-68c2-e211-8ec3-0050569e014e | +rypWSS+jBnA/yZsII81ErDh378jlLnEZOtvYo0vGUiZYZbGqdn/JabNDTUpH+RFHP9Xa1+Vf7I9LTQjNmkOXg== | 2022-03-23 00:59 | Operational and procedural measures supported by a formal sustainment plan to maintain savings (e.g.: Energy Manager) | 5 | Load Displacement - Natural Gas | Available | Angee Watanabe | Industrial | Active
07a044b1-68c2-e211-8ec3-0050569e014e | tnwcK3QMlxDnHyEhDFfS3LR/VPOW0Vz/FWTs++IPhDJj19iafx2mlVEY302MBQSifJU7Ywwp98aJVPf5EYhOog== | 2022-03-23 00:59 | Operational and procedural measures supported by a formal sustainment plan to maintain savings (e.g.: Energy Manager) | 5 | Load Displacement - Renewable Natural Gas | Available | Angee Watanabe | Industrial | Active
09a044b1-68c2-e211-8ec3-0050569e014e | i9sggYAiBYlh7uSLgNgzYpSguzh8PhJ2il8r1waiI2txtg3jfhtRzIasltvv7E1ZbRAZCBIFf/1FMRkgcv90mQ== | 2022-03-23 00:59 | Operational and procedural measures supported by a formal sustainment plan to maintain savings (e.g.: Energy Manager) | 5 | Load Displacement - Bio-Gas | Available | Angee Watanabe | Industrial | Active
0ba044b1-68c2-e211-8ec3-0050569e014e | u3wN5JTE4bx9aXu0dSc2J8Wz1Ox991RvkT9NS/dt1X1SFGqryG1GaBiA3qYMFG/xVsKyMMVSwOGAEiVJZfGF0A== | 2022-03-23 00:59 | Operational and procedural measures supported by a formal sustainment plan to maintain savings (e.g.: Energy Manager) | 5 | Load Displacement - Process Heat (no incremental fuel) | Available | Angee Watanabe | Industrial | Active
0da044b1-68c2-e211-8ec3-0050569e014e | 7NapruQLMzHknKaLVwUzvzk/b56OiYy+IC8TvF0ISsiaznjTtkNolm7n2Xhh/dC6MeXvGtqcDPsqlCwh8bVLrw== | 2022-03-23 00:59 | Operational and procedural measures supported by a formal sustainment plan to maintain savings (e.g.: Energy Manager) | 5 | Load Displacement - Solar | Available | Angee Watanabe | Industrial | Active
0fa044b1-68c2-e211-8ec3-0050569e014e | NrLnoR6omnvqlg64Tzpvf/m8g9pD9DHsJi4ltnVpCw9KmZ/U9RkrrgyYNn+2WUlICdfogtnA5A1RrtMnmZFyvw== | 2022-03-23 00:59 | Operational and procedural measures supported by a formal sustainment plan to maintain savings (e.g.: Energy Manager) | 5 | Load Displacement - Wind | Available | Angee Watanabe | Industrial | Active
11a044b1-68c2-e211-8ec3-0050569e014e | K2UiALmTx54crCTDLVtHXZAztVgl82fQKIceJyNlv1QDJ/kgcvyDkLkzXJcKcjm2yV4snXQJ93wpvFHtQC7v1g== | 2022-03-23 00:59 | Operational and procedural measures supported by a formal sustainment plan to maintain savings (e.g.: Energy Manager) | 5 | Load Displacement - Hydro | Available | Angee Watanabe | Industrial | Active
13a044b1-68c2-e211-8ec3-0050569e014e | b0cMl4GyxRithDZqgLyyGUcx8MmLT65+nf7dychz6icXaRaLIB1pXb4Zu4Y0wBhT+Yw7+GLqSOPPH/YZj2RK6w== | 2022-03-23 00:59 | Operational and procedural measures supported by a formal sustainment plan to maintain savings (e.g.: Energy Manager) | 5 | Load Displacement - Geothermal | Available | Angee Watanabe | Industrial | Active
17a044b1-68c2-e211-8ec3-0050569e014e | 4s0boxwKmyWQVQd98xUAOsuU7IplItoKiMNbTAculdE93x2yj8ABh/y3lhr79qu/Qzk2gEvX3EjR5fIU2D8r3w== | 2022-03-23 00:59 | Operational and procedural measures supported by a formal sustainment plan to maintain savings (e.g.: Energy Manager) | 5 | Compressed Air | Available | Angee Watanabe | Industrial | Active
478fdf97-6ec2-e211-8ec3-0050569e014e | sR+13c5P2E1ycDsZYeLf3mBfFrqAixHY1IPvtpIOeMvYKazlGFeBdewQRWZVfUFd2xMMUYDwWC/votWaHQUaQw== | 2022-03-23 00:59 | Operational and procedural measures supported by a formal sustainment plan to maintain savings (e.g.: Energy Manager) | 5 | Other | Available | Angee Watanabe | Industrial | Active
caf18aa3-6ec2-e211-8ec3-0050569e014e | Pn2u4kVOEwrnW6IsCmJrB8/2p2bZJNPj0dr0MzAqmY69pqWlCvFIiQUsIhmVmbECycj56t4TRMeBPYMoL9qorg== | 2022-03-23 00:59 | Operational and procedural measures supported by a formal sustainment plan to maintain savings (e.g.: Energy Manager) | 5 | Pumps | Available | Angee Watanabe | Industrial | Active
c9eeceb7-6ec2-e211-8ec3-0050569e014e | yoOVDi2YqSrDDRZscy8iJeXr/5RSksUTo3/ZWhxiJxZTJswVGaHIECnM6RhmkBftWSkh3IeUfumtAmptUY+I1A== | 2022-03-23 00:59 | Operational and procedural measures supported by a formal sustainment plan to maintain savings (e.g.: Energy Manager) | 5 | Refrigeration | Available | Angee Watanabe | Industrial | Active
37b29bc3-6ec2-e211-8ec3-0050569e014e | wLl3Vx3UGGIvEJlkfqVrub/DI7ll7GSXhKoxDGA1d1kHeu3HxXGR5NtCGdqoY4m3VV6vFz+Axw+Se2F6Op1VKQ== | 2022-03-23 00:59 | Operational and procedural measures supported by a formal sustainment plan to maintain savings (e.g.: Energy Manager) | 5 | Process | Available | Angee Watanabe | Industrial | Active
4c5a27cd-839b-ee11-816e-005056900b78 | nFwCAQ6n+vY6/hccakthuI4QtWklqf7QpAFMjrhgQGIRXz2yLStcPmMRlVhMn+ww4IbVaJaNzmntobw54ceFWg== | 2023-12-15 19:55 | Organic Rankine Cycle | 20 | Load Displacement - Geothermal | Available | Doina Balea | Commercial | Active
3ed8e8ba-c45a-e211-a855-0050569e014e | ZRMTpm/56x5Eriu9KVuXKN5bo28mMn55A9/kp9xmzXlIWAnTcXwVoOyJbnrZ7rD+znuCn2j8Zd1cmS6JVydfYQ== | 2022-03-23 00:59 | Organic Rankine Cycle | 20 | Load Displacement - Biomass | Available | Doina Balea | Industrial | Active
eca20cc3-c45a-e211-a855-0050569e014e | XeyWbuMz4+lnaJYTpsjpr6uQZyOASs4nkF9ZcsHUBCe2u7BXw2TaO+9ZmH/F42VATISzODYx6lHv8ycKKmjJPw== | 2022-03-23 00:59 | Organic Rankine Cycle | 20 | Load Displacement - Waste Hydrogen Gas | Available | Doina Balea | Industrial | Active
048b10cc-c45a-e211-a855-0050569e014e | Tu9Y5JPbbWq47TgLvJ9/Ykn+LPJDuM8TrX97hwDb4b6rKIi7tWsmmC6oyMntLBgwpedWmSYG00PPQo03WofTDQ== | 2022-03-23 00:59 | Organic Rankine Cycle | 20 | Load Displacement - Natural Gas | Available | Doina Balea | Industrial | Active
1e9502d9-c45a-e211-a855-0050569e014e | YNM0zCmZaDSPsnaRwudN/ekK/1aqVtyUZCMyo66pIjypyRYA2Bm7JjiZmuycOJoV+jm8frogcYHcu5souQOmpw== | 2022-03-23 00:59 | Organic Rankine Cycle | 20 | Load Displacement - Renewable Natural Gas | Available | Doina Balea | Industrial | Active
fc6842e7-c45a-e211-a855-0050569e014e | DVw/mYKnaS3ih8EhNNlLj2R9AiUz32T+ZX3juuMdrnhi+G4iyPAG+tseusYofhm6iNc9kJTjxShBKupSjFyw2Q== | 2022-03-23 00:59 | Organic Rankine Cycle | 20 | Load Displacement - Bio-Gas | Available | Doina Balea | Industrial | Active
45211efd-c45a-e211-a855-0050569e014e | Vum45esjm0vjGdCzPF78fY8p5AWRxX4HWjiJe8zGjkUXXJD1fZXGMUqc8ZEyX3CmCSKg2VzqAKU0ImWp8B1mzg== | 2022-03-23 00:59 | Organic Rankine Cycle | 20 | Load Displacement - Process Heat (no incremental fuel) | Available | Doina Balea | Industrial | Active
9b3fd404-c55a-e211-a855-0050569e014e | A8j+Y8lxbl+eljL8mdyJFGUr6DsKSWSxOelwC0sn81Ou8/Ll/WeHDajD6YITHSt0dyi5VumTWzj7sKQZXT6mjQ== | 2022-03-23 00:59 | Organic Rankine Cycle | 20 | Load Displacement - Geothermal | Available | Doina Balea | Industrial | Active
68a5455d-57eb-e111-8626-0050569e014e | LFThhPoVOqUwJNstA6niC7OrYI5ev8IN22rf1SvoXUw/rC8Odh+i0t13q/s4AZezKEPDt3bieDHWGWb5kt4g1g== | 2022-03-23 01:07 | Other high efficiency industrial refrigeration measure | 15 | Refrigeration | Available | Angee Watanabe | Industrial | Active
436e4134-4feb-e111-8626-0050569e014e | jQx08cTlll82AZ8WKvYHpjNd6DFQwbEn30hlFqZXrIqPEunZvQtqCKFrV2eB8UabBiUu1wuH/TFuHyg6dp64pA== | 2022-03-23 00:59 | Parkade ceiling insulation | 25 | Building Envelope | Available | Angee Watanabe | Commercial | Active
9213c6c7-40d8-e211-98c8-0050569e014e | cojIoUXeuXQkZwEb/3RfpY46oiEwnyVaIO9c53O43a8hAgK0lbW7vI9VAAa6ELYoaFg7hc72XCMrivwR3RNYKw== | 2022-03-23 00:59 | Permanent Equipment Removal/ Decommissioning | 15 | Process | Available | Doina Balea | Industrial | Active
4f839be2-5a52-e911-8130-005056900b78 | GPVt+K1kfuXONpdGn5dRwxapXBWhTjNDvFToIhwcoP5cQvM2aKMn/0NjjsvLT8kIzi2sRhvY/LaQEj88XHl55Q== | 2022-03-23 00:59 | Portfolio Manager Deemed Savings | 1 | Portfolio Manager | Available | Doina Balea | Commercial | Active
1132c887-0712-ef11-8177-0050569043a6 | tvsKn4HJ7ZFXQ3nWcu7ZwR5/KIT05rH3LBVNqWEK/RITMBLm/esB+beQus5jC0f0B7nwhNUi8IbPLxYcW388TQ== | 2024-05-14 15:37 | Preconditioned Air (PCA) Units (Aviation) | 13 | LCE - Transportation | Available | Doina Balea | Industrial | Active
f457376b-55eb-e111-8626-0050569e014e | NK5r2DEI1pBfPUzkLbMQhX2h2JElo2o/MJCPTo86vkPteTxTe9m/FcnbRgxicLO+6WrinYdCdM/1I1WLmLDQ5g== | 2022-03-23 00:59 | Premium efficiency electro-chemical process | 10 | Process | Available | Angee Watanabe | Industrial | Active
dc10a3b3-50eb-e111-8626-0050569e014e | liYAVlqmjDI0FQR8P+5E1aIkwsMtpte1zJz2gvmhb87j/nOero48mlezk2LFpj7VMNKAX0OMt/sbLdWimUwwYQ== | 2022-03-23 00:59 | Pre-rinse spray valve | 5 | Other | Available | Angee Watanabe | Commercial | Active
0d1b160d-04ee-ea11-8142-0050569043a6 | b1YVzNlm5Di1ZmR4JxBs7YvBHqewqKDi3xhvcfahWjr5Ji2cEiHOao/TVy3uPtKSJMBNwxmJYUczG/R7kbF/mQ== | 2022-03-23 00:59 | PROCESS Air-to-Water Heat Pump | 15 | LCE - Swimming Pool Water Heating | Available | Doina Balea | Commercial | Active
49265af8-839b-ee11-816e-005056900b78 | 5tQe6R/8tj6NIAKyTqwQTW9qwO/wem1t1CwjGiLgWjfi1LoJZjdfS5cI1g4y40Act66ueuvBD6ZTOluSLhxYVw== | 2023-12-15 19:56 | Process control affecting operating time by using secured (locked) hardwired devices/ PLCs | 8 | Load Displacement - Geothermal | Available | Doina Balea | Commercial | Active
a84be54b-2113-ef11-8173-005056900b78 | rK1hc4kBwIspqIRC37S9/6mmuIWiCmnN/H0N5vgMT2MiJBWlkjlrol3ptkfdYtU9mHteN1zx7mZbqXuXyzeemQ== | 2024-05-16 01:12 | Process control affecting operating time by using secured (locked) hardwired devices/ PLCs | 8 | Refrigeration | Available | Doina Balea | Commercial | Active
4cecc50d-b8dc-ee11-8175-0050569043a6 | Cgru3MaMXRR7klFiXZZtMtoasu2lTpyYgbjfdJM7pMNzaalzOgnHeyFRs1ueiPj+gSuBQ7Se8lUv9sfxymgf3w== | 2024-03-07 19:23 | Process control affecting operating time by using secured (locked) hardwired devices/ PLCs | 8 | Load Displacement - Solar | Available | Doina Balea | Commercial | Active
62d70994-6b7a-e311-8d49-005056907e1b | cujypOxO5Ec8JTTGIfo8r3ab0Kuw1MxCDBjYueamrRHc5pRr27mI1brubNDk1fFjnq05owMh6/fPx5+DfUgOAw== | 2022-03-23 00:59 | Process control affecting operating time by using secured (locked) hardwired devices/ PLCs | 8 | Compressed Air | Available | Doina Balea | Industrial | Active
91f4b9e1-917c-e311-8d49-005056907e1b | qTcHT5zbaW59oL6LhfnzXpiXqtFj9LMPT7ufwn/j/1QIZOuPTNwoQFg6hZR3KCKDi4TDrs9rY1dLNJAjOw8exg== | 2022-03-23 00:59 | Process control affecting operating time by using secured (locked) hardwired devices/ PLCs | 8 | Fans and Blowers | Available | Doina Balea | Industrial | Active
06bb86fa-917c-e311-8d49-005056907e1b | yXq/22MLIIxSbKXDjDBbGGfIFV+Fl4cdl7qvA8SB3mJVztkTecmVVdxcsO5dpbU2zAeQIF9dxoOxsNL4tVXAPQ== | 2022-03-23 00:59 | Process control affecting operating time by using secured (locked) hardwired devices/ PLCs | 8 | Load Displacement - Bio-Gas | Available | Doina Balea | Industrial | Active
4765331f-927c-e311-8d49-005056907e1b | /pG4+9lGQKRcjcyz8MdKC+TvKh6Zwqz7FtUBP0O/7xcasV6WRVccbVKrtd/cB5nGvud8h/JxDAhenIIvBXWveA== | 2022-03-23 00:59 | Process control affecting operating time by using secured (locked) hardwired devices/ PLCs | 8 | Load Displacement - Biomass | Available | Doina Balea | Industrial | Active
8f260c66-927c-e311-8d49-005056907e1b | hEuzG1WUCf3l2dARTKob6QrWU1aUBVNI7xN2oSS6xMF24xRZI0FANlVWYTDdc+ohXPSz6eymWLp6ZHIkLLdzEg== | 2022-03-23 00:59 | Process control affecting operating time by using secured (locked) hardwired devices/ PLCs | 8 | Load Displacement - Geothermal | Available | Doina Balea | Industrial | Active
24b89e70-927c-e311-8d49-005056907e1b | b5elgszLrwaSeLsjczZfBCj5L5D5hLBUKzaQZ7U2iXPAEp8IctQxPFASEuaFaswLB6sFJ3h6DxYZ7k11qSpnTg== | 2022-03-23 00:59 | Process control affecting operating time by using secured (locked) hardwired devices/ PLCs | 8 | Load Displacement - Hydro | Available | Doina Balea | Industrial | Active
17e7a77f-927c-e311-8d49-005056907e1b | 2wWQ4efW64jdx7i0nuwCo+7nn1PUC5yo2cvHZuZQZG0lkR7SBWqPLYSdD1rnLZJOCVUlpQQvvvriz61K4eVh0A== | 2022-03-23 00:59 | Process control affecting operating time by using secured (locked) hardwired devices/ PLCs | 8 | Load Displacement - Natural Gas | Available | Doina Balea | Industrial | Active
7e528aac-927c-e311-8d49-005056907e1b | wLTnlZ6uSdhwISpoo6t/GMDftpzeUwqauejMu9iOwss3qRvHts9989Gz327P2jsS+WIy4VhAC5d0Sc3xN5p7rg== | 2022-03-23 00:59 | Process control affecting operating time by using secured (locked) hardwired devices/ PLCs | 8 | Load Displacement - Process Heat (no incremental fuel) | Available | Doina Balea | Industrial | Active
e65662f9-927c-e311-8d49-005056907e1b | XqCstMe5HplXhSyzdM8GdwRgmOnI5llsrS7CsGH5AGgvc6BskVKUQkVLrflnWubw9i9O2u+FtmZyhKv/BQnrPQ== | 2022-03-23 00:59 | Process control affecting operating time by using secured (locked) hardwired devices/ PLCs | 8 | Load Displacement - Renewable Natural Gas | Available | Doina Balea | Industrial | Active
a1f5ce19-937c-e311-8d49-005056907e1b | kAxZisDv7EW5yiS3tyMiaYoMPX0gWjrP7XyRRvsK02iBvWH3LAbZFs6uTWWcka7wdBo8BLWEGQh7WaJ8bV4uPQ== | 2022-03-23 00:59 | Process control affecting operating time by using secured (locked) hardwired devices/ PLCs | 8 | Load Displacement - Solar | Available | Doina Balea | Industrial | Active
1bbe2f22-937c-e311-8d49-005056907e1b | WIDu5J27K2VknhXIz7Pc/g3/AtGJCaJj/CICN1kYRoxNJISSnJQmE+3U17fbilQKWN8PiG43vBUmJIV4YJ4wxQ== | 2022-03-23 00:59 | Process control affecting operating time by using secured (locked) hardwired devices/ PLCs | 8 | Load Displacement - Waste Hydrogen Gas | Available | Doina Balea | Industrial | Active
fcea3b2b-937c-e311-8d49-005056907e1b | wI0DNnnEVDnwESCbI99KZGfuLfyLuoxt6UXiavAWvKEAFC1nvqfGt2XYDybeA3klyLa5/pp7QqkHxo107jJnqw== | 2022-03-23 00:59 | Process control affecting operating time by using secured (locked) hardwired devices/ PLCs | 8 | Load Displacement - Wind | Available | Doina Balea | Industrial | Active
38c77e4c-937c-e311-8d49-005056907e1b | NiDVBykt9UWjoRj2hXYdHUgtpuvxChPlliwLWsYcjI5ZUim/Emm0xXoMztkSQDNJgWfobDQ5s53eIj/+Rw71oQ== | 2022-03-23 00:59 | Process control affecting operating time by using secured (locked) hardwired devices/ PLCs | 8 | Other | Available | Doina Balea | Industrial | Active
d964b559-937c-e311-8d49-005056907e1b | TGyBiV1Gh5QfEPDdfBkf7XU3hbXp0svitu3Ngys9F/9dVSHHp6oxInCRrui8RpsMbVQmf/A1efRrG/FcQAIPYw== | 2022-03-23 00:59 | Process control affecting operating time by using secured (locked) hardwired devices/ PLCs | 8 | Pumps | Available | Doina Balea | Industrial | Active
fc38a973-937c-e311-8d49-005056907e1b | 2IabIX7iWTpmVn9QtXZoD4tGMSIbkToy7eFkYC1EOOA9YOuPvUqZF70Rd1E2jv8IvuIK7zIZXmSuSLeontSz4Q== | 2022-03-23 00:59 | Process control affecting operating time by using secured (locked) hardwired devices/ PLCs | 8 | Refrigeration | Available | Doina Balea | Industrial | Active
1a21067f-937c-e311-8d49-005056907e1b | KGbmP1C1xHu3RgIY9AQPjJcwm27p6JHHI5XU9DoiZJo8kz8XcfQCO2zcUr6SD5l0/RMdpFojle1COS6xjjofoQ== | 2022-03-23 00:59 | Process control affecting operating time by using secured (locked) hardwired devices/ PLCs | 8 | Process | Available | Doina Balea | Industrial | Active
eb484d2d-04ee-ea11-8142-0050569043a6 | 6eNJeImShUEMuX2MxN2QTxaw8/DBKj4ZGmTv8RaROpuz1/mNZSxbdETlCAie758LhAgASD+6L+2SErRlFe2g0g== | 2022-03-23 00:59 | PROCESS Electric Boiler | 20 | LCE - Swimming Pool Water Heating | Available | Doina Balea | Commercial | Active
f657376b-55eb-e111-8626-0050569e014e | O+eQIaN9vrkF2B+A3nzjZ0rjCl3VGcw08MdEtaYvHHpOdD0Hrd9Ylu5mfR7pCXDFbqoPZIV2gawM4B6acizOfQ== | 2022-03-23 00:59 | Process equipment insulation | 15 | Process | Available | Angee Watanabe | Industrial | Active
f857376b-55eb-e111-8626-0050569e014e | XKuAhiPEmtkPcFuJk0TS225oB+us95f4tkGqoMFwyUFs1JQgpEcX9p9e+TGFR0lLCH31Oc/UjI3qAUpTt6gGlQ== | 2022-03-23 00:59 | Process heat recovery | 10 | Process | Available | Angee Watanabe | Industrial | Active
36cc7865-04ee-ea11-8142-0050569043a6 | XKbWjs0e99fGar4YTet/Y4Jo024zbqaIZ0YdY/MmV4OvShDznQgJKnZx4uVHAwfNpXhfr9z2P9kdyX/OF12geQ== | 2022-03-23 00:59 | PROCESS Heat Recovery Chiller | 22 | LCE - Swimming Pool Water Heating | Available | Doina Balea | Commercial | Active
0abcffc8-4613-e211-9655-0050569e014e | A4fu9VfgrugEaHvgHQ1m+oDlJp+epTRzr6oXYTJQIAmT9AJia0niSV0+sp+LErXAliAA6cPD5juCqFnwmkmFGQ== | 2022-03-23 00:59 | Process HVAC | 15 | Process | Available | Angee Watanabe | Commercial | Active
b2c61fd8-4613-e211-9655-0050569e014e | iV/zoca5WwKteV8rAZL7Nphr8jqd12chsylcuBzcbLrPBZdbMLcQkSasqL7CuMiBZhD/I9FMB7fNxaTZ1IRmnw== | 2022-03-23 00:59 | Process Load Reduction | 15 | Process | Available | Angee Watanabe | Commercial | Active
25442b97-04ee-ea11-8142-0050569043a6 | Ilq91iRFSQQMtzKKjk0uzMv16r1mUDMWzaS1JGOEkNgcZ/fAfKg8JDDgkYi9tlnsYnXQxNa7OSJ2pTbwTxvw5Q== | 2022-03-23 00:59 | PROCESS Rooftop Air-to-Water Heat Pump | 15 | LCE - Swimming Pool Water Heating | Available | Doina Balea | Commercial | Active
722a5cb6-04ee-ea11-8142-0050569043a6 | E1ZUQ0E20F9HU1/yghKj04HwuoA3nWoqdsP1ikD9uayGItK0W0AmlWa2dYGecOs4atbkve+M07+28HLQTiwmfQ== | 2022-03-23 00:59 | PROCESS Water-to-Water Heat Pump | 15 | LCE - Swimming Pool Water Heating | Available | Doina Balea | Commercial | Active
fa57376b-55eb-e111-8626-0050569e014e | F9FZZfZMxOOpiEna3AZarQ+4oTPX7uqDWUracIM3CEb8hFdbD9oo7OMh/Sst6ocGRCGN/juhcD5axh3skIFTaw== | 2022-03-23 00:59 | Production rate effect for time of day pulping | 2 | Process | Available | Angee Watanabe | Industrial | Active
80e0f91f-8214-ef11-8173-005056900b78 | LjTzncj9f5lT9jY8JqH1la8UiJH/oJ9K/0sa2p5/3P1St9G34D+X73uMDYSjOohjQhA5MAiz8wGWTiZq10BEww== | 2024-05-17 19:18 | Programmable/ Smart Thermostat | 11 | HVAC | Available | Doina Balea | Industrial | Active
04a2f2ad-d474-e811-9a34-005056907e1b | Eqsq3hiT0pB5pXzBaJhzrZb7I0e39CyIf/T0L/piDtVz9uGaT8S6oXaABeEXS1h5nov2w/YbUeAKwSZex/PQ6Q== | 2022-03-23 00:59 | Programmable/ Smart Thermostat | 11 | HVAC | Available | Doina Balea | Commercial | Active
0bebbf70-2c1c-ef11-8174-005056900b78 | ydNQw2Qgciq4zvsEK3sSItLylJnHePN5HSp+gsxqaR+8YZekaUvhAgYTUD2upZaYu3umfbb3FS8iThaQrEv80g== | 2024-05-27 13:24 | Rearrangement of Process Equipment | 15 | Process | Available | Doina Balea | Industrial | Active
3a5c2208-09b5-e311-ba6a-005056907e1b | 05onyyp0YHZj86JUcj7z4B/AdfNfJpRtIaEywsj4GQQRwHM5/3eNYUBsw8LUJzpGyLJqTW0zfnlL5x91CJ3cVA== | 2024-05-15 22:25 | Rebuilt Turbo Generator | 15 | Load Displacement - Biomass | Available | Doina Balea | Industrial | Active
d9955620-09b5-e311-ba6a-005056907e1b | ckRvqXYaCqj8zDlIaC4uADdBMyA9oDLQcmkkfV/2Cj1JykjyKMDd2JVA2de5M2vpxmPJSdRCOpQNxxqnulsCeg== | 2022-03-23 00:59 | Rebuilt Turbo Generator | 15 | Load Displacement - Waste Hydrogen Gas | Available | Doina Balea | Industrial | Active
b877a62a-09b5-e311-ba6a-005056907e1b | dAQx09eR+pvqwYwy3i+padMTHS2I0by4/uPAOUi9tItEiXkY4wrfGx3H9l0TbTJUuPY1PQFeKjky1CVyffd+mw== | 2022-03-23 00:59 | Rebuilt Turbo Generator | 15 | Load Displacement - Natural Gas | Available | Doina Balea | Industrial | Active
077ae536-09b5-e311-ba6a-005056907e1b | TPrkuigF4f4XbksRyJWkkq0S+8ys8vzQEE+R1XzL62ng4PptIejLWbq8C5TzlqM7Fic2gfXMExigZk67kfhasw== | 2022-03-23 00:59 | Rebuilt Turbo Generator | 15 | Load Displacement - Renewable Natural Gas | Available | Doina Balea | Industrial | Active
7fa02b43-09b5-e311-ba6a-005056907e1b | 0DZKdYS24chxvhedx7MMNU3VOaUTmn+HGWedCttH7V6RrEIvm62EknIxK7EIL4/AoSARIi/MBsbHjqHaNdMjIw== | 2022-03-23 00:59 | Rebuilt Turbo Generator | 15 | Load Displacement - Bio-Gas | Available | Doina Balea | Industrial | Active
5399b651-09b5-e311-ba6a-005056907e1b | Qp068OZeNeOMMWVv4YyX7IdXaAouASd7qgpL0sx6OZNqkD3MSJ5v0WTiJv4Q5tiqHpvQLp8xfY8FX8JThJTLqA== | 2022-03-23 00:59 | Rebuilt Turbo Generator | 15 | Load Displacement - Process Heat (no incremental fuel) | Available | Doina Balea | Industrial | Active
b057376b-55eb-e111-8626-0050569e014e | ehTnGCbZGqOkoYBfz2RZD6npRe9/lsPFD99s0QKDPNEVPWZgvFmMnhyJm/jxUp4eOd5erkzfxVt0tY3PrrWEvQ== | 2022-03-23 00:59 | Reduced header pressure | 10 | Compressed Air | Available | Angee Watanabe | Industrial | Active
66e7c433-51eb-e111-8626-0050569e014e | omtK29FdPQ9jwmfKeR93a+ulrc7nqymdiB3g1X1gXN3woau4jllCs1XkGxv7oaZkKUDoonFX7GHH1SRyiGKdDw== | 2022-03-23 00:59 | Reduced standby losses for plug load | 10 | Other | Available | Angee Watanabe | Commercial | Active
b0c7d6d7-8113-e411-8956-005056907e1b | ckQInqou7LCjIGPgd3B9WXCntzQsvO/ZDTLSfEjczD9Ly83nB8AxnfbGOkZAwdlKeh4yR3Vrdx9uknye2jsuXQ== | 2022-03-23 00:59 | Reduction of power losses in Transmission or Distribution Lines (by voltage increase and/or conductor upgrade) | 30 | Other | Available | Doina Balea | Industrial | Active
fc57376b-55eb-e111-8626-0050569e014e | PbTPkRg+BJq8r9SKc0/9z5ciELpdoRf5jlT+YBQSSSrMbCJIh6zYmP59LXBIu/7DK3R0REOlRVAw3bqgq3CQkw== | 2022-03-23 00:59 | Refiner heat recovery | 10 | Process | Available | Angee Watanabe | Industrial | Active
fe57376b-55eb-e111-8626-0050569e014e | 6emsVHuSPEsvfAvFQlLI+zefHileZMGlzz6ivzwU7yE5ozB7mdO+heyaLPnHLhetuDu5ur68QuCeHI411qvMqA== | 2022-03-23 00:59 | Refiner plate segments | 2 | Process | Available | Angee Watanabe | Industrial | Active
d13f0674-57eb-e111-8626-0050569e014e | AMMsTpTJEYnT2ZmTur1XVKqGno4PeZkQPWHm26fONQPZCNKD3GQY5Lsx3ux7dQ85NN4cm3hsCqZHjFs2puH5QA== | 2022-03-23 01:07 | Refrigerated space envelope retrofit | 15 | Refrigeration | Available | Angee Watanabe | Industrial | Active
f0023965-51eb-e111-8626-0050569e014e | L5pEWFW5PA3KprqADJGG9vyckNPawFEcfx56/g58v55jZdQ8hx4X2iQcsh+nC5sUYqN0o6WZSY345d/hgbpALg== | 2022-03-23 01:07 | Refrigeration low emissivity ceiling | 20 | Refrigeration | Available | Angee Watanabe | Commercial | Active
0dcd31fb-51eb-e111-8626-0050569e014e | bY4MmlN3qkGWyJ/Q3U/NdQJsOjVJE9gMjh36I5J8oae8iPLA5dbrX3PNIlvYKwIeJ96TK+W5YTZ3WlqizcDeeA== | 2022-03-23 01:07 | Refrigerator display case with doors, low/medium temp | 12 | Refrigeration | Available | Angee Watanabe | Commercial | Active
888ec90c-52eb-e111-8626-0050569e014e | nR+7mXNWsSYEOmY40XrdPc/EsmCU4Rlz29XGoV180kzrtYAzCZ1Gw5yZonqPmnELC76zi3TG5IenKz187l8Zrg== | 2022-03-23 00:59 | Refrigerators | 12 | Refrigeration | Available | Angee Watanabe | Commercial | Active
ec94b90b-57eb-e111-8626-0050569e014e | Q1LMMHx0SHeYdiY6MipUBiN0wQqsBrbySDa7vfEJed7rXXgtQTtacMN3XGP/w/oUo1An3v4jsNyajWQiFjjmWQ== | 2022-03-23 00:59 | Regenerative devices | 10 | Other | Available | Angee Watanabe | Industrial | Active
5eab7817-8314-ef11-8173-005056900b78 | OMEQZeBR2Q81CnI9iFkH8i92Zut3BEpQXQOZIXXjJyqKkk+qCI0YlAuOfvDhVXW3BMtwdA5ieegEi/s+U1FjaA== | 2024-05-17 19:25 | Renewable Energy (solar thermal) | 15 | HVAC | Available | Doina Balea | Industrial | Active
1da0b6bf-4613-e211-9655-0050569e014e | Fv4ucNzik3jDxpqXCdY1f405SQJyyuFehF21PE/hh5CuZM7p6BCpj85lj8LHhQajZ415KKMAMgF8aH1jOUR2YA== | 2022-03-23 01:07 | Renewable Energy (solar thermal) | 15 | HVAC | Available | Angee Watanabe | Commercial | Active
0fa0b6bf-4613-e211-9655-0050569e014e | Ta2LXdjoKw26jpvzYiBkFpirUHAcOuuhYU0CEylbXrwetJ37C59HFUhZqFeuy50cTNXSKuhhdVHkXtpiNr2nTg== | 2022-03-23 01:07 | Roof Insulation Increase | 25 | Building Envelope | Available | Angee Watanabe | Commercial | Active
4d362c67-8d14-ef11-8173-005056900b78 | GxRaYpaVpScirxTFxSuEF4Yj9aUe64P4rjGztF+v0RWPDHB2kwzET1UjRqSmkWjKp1sjcfUh9OZ0iBMJT2ZOgw== | 2024-05-17 20:38 | Rooftop Air-to-Air Heat Pump | 15 | LCE - HVAC | Available | Doina Balea | Industrial | Active
05e34b63-fa64-e811-9a34-005056907e1b | z9zuPAwTlLP4Zu90My5LUyY6ezWt8bedwFD4IY0K6Mv941mI56/mPuZ0fPCLGMxu7iXLpwWNU7mXOpj1d/3oxA== | 2022-03-23 00:59 | Rooftop Air-to-Air Heat Pump | 15 | LCE - HVAC | Available | Doina Balea | Commercial | Active
53604efd-fc0f-eb11-8143-0050569043a6 | ntR+ypQcudux/8CWScbrfZig/eb+YLDS25oLuxBL4NhqEZQBmVjerEogemEzUqx1QEGh87bwz5RKT9magHOJDA== | 2022-03-23 00:59 | Rooftop Air-to-Air Heat Pump Make Up Air Unit with Electric Backup | 15 | LCE - HVAC | Available | Doina Balea | Commercial | Active
01d62518-fd0f-eb11-8143-0050569043a6 | NhsTPk0j/BI8iCdSoID8F1joftDZJPNiWUcD7ZCo1JnXwJLLlpsCnNVABJ0UIlJ7kqwgkgWsOdLQW2+hJY2oIg== | 2022-03-23 00:59 | Rooftop Air-to-Air Heat Pump Make Up Air Unit with Gas Backup | 15 | LCE - HVAC | Available | Doina Balea | Commercial | Active
20888c94-fc0f-eb11-8143-0050569043a6 | VSF8MC4bfMPhoOAgGocoTxPjESGSPySQ6w63vUdRV7fI5cQHMU8KBdSH0oKnydi5QqZxcktC+0z9TlaD1u3qXg== | 2022-03-23 00:59 | Rooftop Air-to-Air Heat Pump Mixed Air Unit with Electric Backup | 15 | LCE - HVAC | Available | Doina Balea | Commercial | Active
7ca0acde-fc0f-eb11-8143-0050569043a6 | 4d3C/aCICldsNKuP/Q/7aPAHZiA5HHgZVv7preTTFbDsgouXwwZ6mH1a1aJG3JpRC1i5aCohrgW8wDpSBcg9+w== | 2022-03-23 00:59 | Rooftop Air-to-Air Heat Pump Mixed Air Unit with Gas Backup | 15 | LCE - HVAC | Available | Doina Balea | Commercial | Active
77a17b12-fe0f-eb11-8143-0050569043a6 | Rf7KN1FtLU1xtpPrdwI475G9VU6HCGx09g9/ZBDR4EX/l/NIa/CdZFOF1jqtIM/HDeDYFCW2hFGyb7gVKQnJBw== | 2022-03-23 00:59 | Rooftop Air-to-Air Heat Pump Mixed Air Unit with Gas Backup and High-efficiency (>75%) HRV | 15 | LCE - HVAC | Available | Doina Balea | Commercial | Active
079d2a07-9314-ef11-8173-005056900b78 | xLcV0U4Ojk6c1R0XSGM4EOi/IaQ+YH2WqmOSMZOf2DO+GxARWuOH/JEcY5OHVqnnsCw69CoY1RG2pGzEbN/WeQ== | 2024-05-17 21:20 | Rooftop Air-to-Water Heat Pump | 15 | LCE - HVAC | Available | Doina Balea | Industrial | Active
ead16276-fa64-e811-9a34-005056907e1b | n70XWQeQHBXfqKw6zhrT+uNp6sm/0p2Q4s12Z4VIBJPtotDQH/Ok8pxd6noM8Oh4PxsXfmZuPN/SNNWCQ4lwkA== | 2022-03-23 00:59 | Rooftop Air-to-Water Heat Pump | 15 | LCE - HVAC | Available | Doina Balea | Commercial | Active
596e4134-4feb-e111-8626-0050569e014e | aooXFipbBf7www3j75JJuc7nn8ak+RxsDSvEwN1gBtOjkQBP4SOUuG04xCet+6KlWKtGaRPo93yLwE/TlzPlsw== | 2022-03-23 00:59 | Screw or snap in HID lamps | 4 | Custom Lighting | Available | Angee Watanabe | Commercial | Active
82692f24-58eb-e111-8626-0050569e014e | OqbY8xPtDKCT7G9l3HyLZhMahGLxOv2PMIeesnwsiVre9gb4zgfT9NF6Hn5M71ZikyBJnM3YGWkVU2mwR47afQ== | 2022-03-23 00:59 | Screw or snap in HID lamps | 4 | Lighting | Available | Angee Watanabe | Industrial | Active
0b606157-2826-e811-aa93-005056907e1b | hfEZoTaoO/7UEIj41WzaXJ4Jx7Fk5BoCZp/77HZDqxXzc4TOpRbM+wZKzpAy4XwYS/O0swf4XyYxssPQsyuHPw== | 2022-03-23 00:59 | SEM - Deemed Modelled Savings | 1 | SEM - Industrial Energy Manager | Available | Doina Balea | Industrial | Active
fac01288-5dbf-e711-8b5b-005056907e1b | m1mGqaOguLmsG8k+cG5fEaTgGx8R3qvHqc3rO0aGYm44GK3qViWICw6YhEFIsr25p6PRjJlmzOaKRuK8lx5JJw== | 2022-03-23 00:59 | SEM Cohort Model - Operational/ Behavioural Measures Supported by Formal Sustainment Plan | 5 | SEM Cohort | Available | Doina Balea | Industrial | Active
7048ab70-5dbf-e711-8b5b-005056907e1b | 9ZnqFLlRYYrNhVH3fP0CGJ3P0B3cCVZKIbrda5gH/lWVbcqE9SBM98+vH9JJtJ4a8HSbibtEz6a3IGF2EwJVoA== | 2022-03-23 00:59 | SEM Cohort Model - Operational/ Behavioural Measures without Sustainment Plan | 1 | SEM Cohort | Available | Doina Balea | Industrial | Active
736e4134-4feb-e111-8626-0050569e014e | GK9HRELIdemtfDjkIkZpmJhrjPribuV7WGldnNz3QDt5CXffUzZPstNf4cGj+9PXwcSGcF+18Nv0KLdCcuO+qQ== | 2022-03-23 00:59 | Server power management software | 4 | Green IT | Available | Angee Watanabe | Commercial | Active
616e4134-4feb-e111-8626-0050569e014e | DLgRa9Qg9bpb/CxG+8yKDFrPjN97sMbsAeegZZ98MZ2tFeYymB4dgD7S5bxNxDmV1kIv39OMljOsXdE3KJLBCg== | 2022-03-23 00:59 | Server virtualization | 8 | Data Server | Available | Angee Watanabe | Commercial | Active
cfed3051-3bf1-ee11-8176-0050569043a6 | BY8litLEH2XYGddWnG4htMky+MXjQNd/eT6DopMX+kvrVgbeY1xQN8mJXEFex67eblrmPDytXGsQ3jUO6HQK5g== | 2024-04-02 21:53 | Sewage Heat Recovery Heat Pump | 15 | LCE - Domestic Hot Water | Available | Doina Balea | Industrial | Active
0c5eb767-fb64-e811-9a34-005056907e1b | fZjbuCZQp95nyX+AXAdR7plJvHrYT1ZWm8wec++ymQSjIslK9nFfbel3X7oedczcmmmR6DnTJoq/1uj1a8jBTA== | 2022-03-23 01:07 | Sewage Heat Recovery Heat Pump | 15 | LCE - Domestic Hot Water | Available | Doina Balea | Commercial | Active
17a0b6bf-4613-e211-9655-0050569e014e | KrTPhMSUJWYFN91q7iPEJu8XeXTtcueZ7S13MuAkz4PRA1eJgYRCSRBAdq66HfalbHw/fZYXmbifFUmrDeaIwQ== | 2022-03-23 00:59 | Shading (concrete) | 25 | Building Envelope | Available | Angee Watanabe | Commercial | Active
15a0b6bf-4613-e211-9655-0050569e014e | RX5Qi6T/HaR8PXnflPaIybHOHa9HdeEJO7SFs1lHPNgFjKD8lOCyK36EbN3s+DfCcZ3COsBgnh4nByG3RC/FCw== | 2022-03-23 00:59 | Shading (motorized) | 15 | Building Envelope | Available | Angee Watanabe | Commercial | Active
94375eb4-c35a-e211-a855-0050569e014e | NA6ORygnI80wrTd1fRFr4NP+1+RosgeMvxcqp/gjdMpyDJyyyvxW16fd386UH3qb07kTZp4O4wcD+p59D21Rpw== | 2022-03-23 00:59 | Smaller fans and blowers | 10 | Fans and Blowers | Available | Doina Balea | Industrial | Active
d21e8c63-c35a-e211-a855-0050569e014e | Rxu0JhMTIkjR8IFmj4SK6d4P8TnOzW6VhVNaZ2FnbAFhgkhIt1g+MxqmqnlTEMcI3gRuDtgOAhECBGwoyUbtYw== | 2022-03-23 00:59 | Smaller Pumps | 13 | Pumps | Available | Doina Balea | Industrial | Active
676aa7af-b8dc-ee11-8175-0050569043a6 | LWQ3cocO+sBivHEqAd0cIi3rBd2S3eX+NJ6dsnbcoxPVwKfWCH/wLOC9kGdL6LJf6rhJVAIyENtploxqwmk4qw== | 2024-03-14 17:00 | Solar Panel PV | 20 | Load Displacement - Solar | Available | Doina Balea | Commercial | Active
7bf96b5a-c65a-e211-a855-0050569e014e | AwRaoMWPhJFD9aLjnR4if8yjnZKCTdcCCw3m/hNrDtuEAoz9pUo7AIh6PxCyDI8Vr8guXZeJjn8Ey0K1RSeDpA== | 2022-03-23 00:59 | Solar Panel PV | 20 | Load Displacement - Solar | Available | Doina Balea | Industrial | Active
eb7e6249-b9dc-ee11-8175-0050569043a6 | yPcB6XNvjWaqkULbYdV9WtiLp9A1oaxdK81L9S1tXp5jrYPOs+nvMilQCUxNXktmGZ8EfrycJy+us7Nc0Aa3sw== | 2024-03-07 19:31 | Solar Panel Thermal | 20 | Load Displacement - Solar | Available | Doina Balea | Commercial | Active
09f3d168-c65a-e211-a855-0050569e014e | GPnhm8kZjFKQRd1BX22dn0g0DMq3OaUyjhyStHAYUfPzV3D0IHwUCVLs8rILMUrm9ZJaOZ1S3sO0qVjrqYPPdw== | 2022-03-23 00:59 | Solar Panel Thermal | 20 | Load Displacement - Solar | Available | Doina Balea | Industrial | Active
0258376b-55eb-e111-8626-0050569e014e | 201WN54EmjJSquO0nPTp8hLd4ZCyE3sFE5sB4l8l7zUkS6ScKzo9HVSI42yRZ4ThqxosyJuJtT2398A0zEwRRQ== | 2022-03-23 00:59 | Steam traps | 6 | Process | Available | Angee Watanabe | Industrial | Active
baae4bee-51eb-e111-8626-0050569e014e | S5WwQNvVnPSlVCFlfOncjs5ul7ho5viYSTUXvaIlxgH0fj8UL3+xjuI6A7AxCJs6w4a1CkUC/vjAC0XBfEi7xg== | 2022-03-23 00:59 | Strip curtains | 4 | Refrigeration | Available | Angee Watanabe | Commercial | Active
b257376b-55eb-e111-8626-0050569e014e | ymj5hODpKlk5+xTciMdXItSnSCHGJUVAgnJNbTi7WrdIgZ2vcr2TXuetPzT8bfCWLVsf/IJCFccNQiERhdn0rg== | 2022-03-23 00:59 | Switch from compressed air to a more efficient end use | 15 | Compressed Air | Available | Angee Watanabe | Industrial | Active
0b4924b3-641f-ef11-8174-005056900b78 | Xu0ZE5SuKHXFfbvxnPoji4pvIuDet3+VltROpoWtKGc0ZbvthasskMlh4yMCoAvyhRKo+3061tsJqPU+GLwiNg== | 2024-08-14 16:57 | Synchronous Belts | 10 | Motors and Drives | Available | Doina Balea | Industrial | Active
0c057624-57eb-e111-8626-0050569e014e | lj4miQv8LenPFAPG/6+aUO3gDcn9f4khchtEQz80SE1vuWUNiG2v3nWapYfegF3RWYv8XGlv4yqMTtwOKU5waQ== | 2022-03-23 00:59 | Tailings piping modification | 10 | Pumps | Available | Angee Watanabe | Industrial | Active
edef1ab5-5045-ef11-8175-005056900b78 | 0bMXpXR+5J8blgehps40frKjzWx8ajkaYuL7VP9YrtTl7+ocPQAQwpHjLXkM3bAvFqoI++SVJoyfYXTftfWptw== | 2024-07-18 21:57 | Thermal Storage | 10 | Energy Storage | Available | Doina Balea | Industrial | Active
156ee378-5145-ef11-8175-005056900b78 | 1QGXRWpSLLhFAwNnMbdmtADxlbr/toeFuxbTXswYB/hfI3rTqKXX0RWtzDbohddLZK+/dwsa84qpbSvuQAUBhw== | 2024-07-18 22:03 | Thermal Storage | 10 | Energy Storage | Available | Doina Balea | Commercial | Active
6d47a93b-e810-e311-9e5c-0050569e014e | FR2+5eiuvvb3Hy/8OOUTo3KBBvUtWHGW+hLSF1W7FFBUDw8L2Qg3x9MagSRvocBbKwjIyRMk/zfJb2MozSyZjA== | 2022-03-23 00:59 | Top Tier Energy Star IT Equipment | 4 | Green IT | Available | Doina Balea | Commercial | Active
8aefae9e-fc99-ea11-813e-0050569043a6 | oApHcvnGBGjh4o4KpgmzC5eqj0aUGGRYrfJXKcBTTkvoD3A897g2XEYMbAY+jqx+EJ6WYKT9sbfYOkEifZuahA== | 2022-03-23 00:59 | Tubular LED Lamps | 15 | Custom Lighting | Available | Doina Balea | Commercial | Active
b76b66fa-fc99-ea11-813e-0050569043a6 | uWQRwVpcUlvSuy7DplF7JoOQbLOon/t52F/tge6gfgVxDf0Yt66haIx2tqeRhKrmQOysuqXBnHoNkB68ZtgP6Q== | 2022-03-23 00:59 | Tubular LED Lamps | 15 | Lighting | Available | Doina Balea | Industrial | Active
17d02d7d-c65a-e211-a855-0050569e014e | 0Z2abmvE6PaDzt/40cz95ziLe7owMwli9mw5pLxE12hmJrORWFiD/Zj9LtJG2tG5INGNz8rXCD2qaL67X5S8tw== | 2022-03-23 00:59 | Turbo-Generator | 20 | Load Displacement - Hydro | Available | Doina Balea | Industrial | Active
756e4134-4feb-e111-8626-0050569e014e | Zj++5j8x7x/qkjvKcaSeEvdXgmEcCopru7Q7TkWZ2fSHm7pMeVIk/ShGf+oPd0JEH9T8VwdmPKriIBLQVEblVg== | 2022-03-23 00:59 | Uninterruptible power supply | 16 | Green IT | Available | Angee Watanabe | Commercial | Active
0d059872-4217-ef11-8173-005056900b78 | Y5h1W6csf/kWrlATzZKhptQsOtIto4RS/jqdC0pnT6Z+uASEm3R03N6ad1Rn97GxdpuEw0CO4yyBJO4bQw1RBw== | 2024-05-21 07:19 | Variable Speed Drive with a Programmed Set Point or Controlled by a Feedback Signal from a Process Variable (Not Operator Adjustable) | 10 | Process | Available | Doina Balea | Industrial | Active
c92db475-3a29-e811-aa93-005056907e1b | nW6vFvSqSR8n37Z3Xv+8sIEsFOxw814t99vIixuj4euK5OIRZP6KwuuaqYnOkMdYqIEFpQSkJHb5bfV/fbbDdQ== | 2022-03-23 00:59 | Variable Speed Drive with a programmed set point or controlled by a feedback signal from a process variable (not operator adjustable) – Air Displacement | 10 | Fans and Blowers | Available | Doina Balea | Industrial | Active
b489176f-2513-ef11-8173-005056900b78 | N3qwwd+lHlTgoJnvogavy1mn2iEa/6ZfIy0OZNPduNMxvKjaRtirsMd+bQPn+RJ5W7hviWp2iuNkG/dPDxjjJg== | 2024-05-16 01:42 | Variable Speed Drive with a programmed set point or controlled by a feedback signal from a process variable (not operator adjustable) – Compressors | 10 | Refrigeration | Available | Doina Balea | Industrial | Active
69189bbe-2613-ef11-8173-005056900b78 | Z7vxtQoS+12/74LV1wcuWgBkN7Y9M0A23ZriA0rODWbJFm26G2NzEfE2HPDquWJ1V5HRRLbwF7PMtJDs+uRHSA== | 2024-05-16 01:51 | Variable Speed Drive with a programmed set point or controlled by a feedback signal from a process variable (not operator adjustable) – Compressors | 10 | Refrigeration | Available | Doina Balea | Commercial | Active
59f0b0af-6a1f-ef11-8174-005056900b78 | dKGwar2iVA2kSpzUAj7V5R1WUKGd6aDbhCF6FlDe1w4vPGHKZygB2XhlCQBdk7djf7joLNtEjILNS4ctJito8A== | 2024-08-14 16:55 | Variable Speed Drive with a Programmed Set Point or Controlled by a Feedback Signal From a Process Variable (Not Operator Adjustable) – Conveyance | 10 | Motors and Drives | Available | Doina Balea | Industrial | Active
948df1fd-1e74-e811-9a34-005056907e1b | Lo0MWXvbYr4PJebJfGjKPvsHhrG1EUVccjH43IOg3pESCo/TrMwRQxXnRy5L9iBzqURFbPyyPtHRVD0xur7FHA== | 2022-03-23 00:59 | Variable Speed Drive with a programmed set point or controlled by a feedback signal from a process variable (not operator adjustable) – Natural Gas Compression | 10 | Natural Gas Compression | Available | Doina Balea | Industrial | Active
9d8b7ef0-3929-e811-aa93-005056907e1b | Z1AGZbTFfYm+iQn77+zvohAzx4jn9SeACOEfKkCQUKUHqHvg8nJW6FvjalENeInZDxlmPrYjC+Jzyf6PlTEV2w== | 2022-03-23 00:59 | Variable Speed Drive with a programmed set point or controlled by a feedback signal from a process variable (not operator adjustable) – Pumping | 10 | Pumps | Available | Doina Balea | Industrial | Active
b814a079-9abf-e511-95b0-005056907e1b | YjN0Cat3XAEYEeiGasn5Tu0ZEavpoYMtTKq3rvMUut1nqcI6JVzdqrIOjT8vb96E72ezYsKiyUP//d23sx5Wsw== | 2022-03-23 01:07 | Ventilation control upgrade | 10 | HVAC | Available | Doina Balea | Industrial | Active
3d6e4134-4feb-e111-8626-0050569e014e | rbKmJXDjPHemjIY5RaeR2bXwIKGBLKL+4D6CR54UaBRei5Awfp8wenI/hC/sR3xIRgS9byu0xayyAaO0zr5wwA== | 2022-03-23 00:59 | Ventilation control upgrade | 10 | Advanced Energy Office | Available | Angee Watanabe | Commercial | Inactive
a76e4134-4feb-e111-8626-0050569e014e | R84xHdA2+0WPqP1ThspFNh08gQzhseKZQJw6pG0FkUYk8TpokkFOQesWWgPVyx9Gkmt50jENaQgS6ef8t98jvA== | 2022-03-23 01:07 | Ventilation control upgrade | 10 | HVAC | Available | Angee Watanabe | Commercial | Active
0658376b-55eb-e111-8626-0050569e014e | Y04XkD+Yn7Jh37jU3JUlrQvAcw7g9c8zVA1FdxtngwYfmCfVDkaXGpgsGHqvaxYX+LxMa+5iESiK+G0eR9hqQQ== | 2022-03-23 00:59 | Vertical axis grinder | 15 | Process | Available | Angee Watanabe | Industrial | Active
65d0e205-e810-e311-9e5c-0050569e014e | hMn5KGq/esUb6OSz7OE5eFIePu/Aktz2Whrq5YZpYNTds366uG0jPBarPM86nIgri/e0pQnMW/wtMDY/YYco/Q== | 2022-03-23 00:59 | Virtual Desktops – Thin Clients | 4 | Green IT | Available | Doina Balea | Commercial | Active
ecae7f91-0d2f-e411-b477-005056907e1b | sg7RrSNRcUaKNFN7RuqSlZ34t82hZrzwRqQ1CD0mCpkoc+MGszxVIiZ3ZV+m040vWZSA0zsHxDgF6DlWLFXunQ== | 2022-03-23 00:59 | Wall Insulation Increase | 30 | Building Envelope | Available | Doina Balea | Commercial | Active
9aca0ec6-df0c-e211-9655-0050569e014e | kGX0E/3Be1OnFKSwaStosGkik518b3Ync8PuCPHDu/tFobQXKati3sr82Tr1AXEtwF6lBDnQO3naVeyYEs/pqQ== | 2022-03-23 00:59 | Waste heat reclaim | 10 | Compressed Air | Available | Angee Watanabe | Industrial | Active
c693f088-9abf-e511-95b0-005056907e1b | xrcJUyx0H5lJjJKEx6h/7B+2+jwGHeYmo7PJXGpGSGGMI3B7TM67MLdXW5EP/CT2A5vC5KdLx7FMIWt0FSv71Q== | 2022-03-23 01:07 | Water distribution piping retrofit | 18 | HVAC | Available | Doina Balea | Industrial | Active
3f6e4134-4feb-e111-8626-0050569e014e | pXkE0SXStOX0XfVSzxLeMBs6WVlvHgtQCWZ6vfxLJaNG3MIHoEDvSqj9cZyxBTWuhriN0Uylfe4heC8urZrI0Q== | 2022-03-23 00:59 | Water distribution piping retrofit | 18 | Advanced Energy Office | Available | Angee Watanabe | Commercial | Inactive
a96e4134-4feb-e111-8626-0050569e014e | b3lbxMpEPp5mqbwQ8eJa4a9FuJKUE20bgcbwxHeeVFTZKBiRFWd7qN83RMZA1UU96pToyJw1/1dC3gWggG35fw== | 2022-03-23 01:07 | Water distribution piping retrofit | 18 | HVAC | Available | Angee Watanabe | Commercial | Active
cfe09969-99bf-e511-95b0-005056907e1b | zRG61ony0M4M5jEzJfHaNMVp0MC7sDDXQGVHnwGPvW4Kk8f/LofG18AYXF1ntcl7giQb+J1osmwNkcmB1d3fRg== | 2022-03-23 00:59 | Water heater controls | 15 | Domestic Hot Water | Available | Doina Balea | Industrial | Active
6d6e4134-4feb-e111-8626-0050569e014e | 1QrHICDYIpYDcq1gPkNZfYqdDFeHCzBzpKOkEfKI2TsTiID1r+WA/bsfUkv9Fg1LHaergg7iK+QhoTWY5NX2gw== | 2022-03-23 00:59 | Water heater controls | 15 | Domestic Hot Water | Available | Angee Watanabe | Commercial | Active
191052a5-9314-ef11-8173-005056900b78 | ltUh0SSWI8tfZVFVI8ZoN3dFWGixk3sabfdXa7JQFKyYQg7ahZq+BYL25cnDyBB87hr46Lbrpot35HSs4x/pFg== | 2024-05-17 21:23 | Water Source VRF Distributed Heat Pumps | 22 | LCE - HVAC | Available | Doina Balea | Industrial | Active
f71f10e9-fa64-e811-9a34-005056907e1b | u1+96jSJHlEojP/r3ma9WWgMTxDErPqS/e351D093CEAjUiN2LF8h+ogd2d4iyb1CtdD59FUO9N0wbldohyX+A== | 2022-03-23 00:59 | Water Source VRF Distributed Heat Pumps | 22 | LCE - HVAC | Available | Doina Balea | Commercial | Active
d37239d9-625a-ef11-817a-0050569043a6 | xP9BOaopT0Oj6yuFi08ZmVb2O3pm8vxMdkLn96gDukDUsDkFMo0z8yAnnKCS8xehOYzK+xmTG+gkX52V97yO1Q== | 2024-08-14 17:30 | Water-to-Air (Water-Source) Distributed Heat Pumps | 18 | HVAC | Available | Doina Balea | Industrial | Active
d625641e-635a-ef11-817a-0050569043a6 | hBNXtCJxagDjrAJhd/ndeB2zFeB8GUUfCPwzx8UkjOrfs+0uZ+6gakeO5bkheEV73Q0Y5YTXq5FfAY1zAnq+Zw== | 2024-08-14 17:32 | Water-to-Air (Water-Source) Distributed Heat Pumps | 18 | HVAC | Available | Doina Balea | Commercial | Active
924b3f64-635a-ef11-817a-0050569043a6 | /oFF8NpWwCZobU7V+uF5lmRWb9LxIxhP/OXNH7zfpSAb+IOrkv7peKORKH58gwRI7S8NELNzdeu5yQuox+iC/g== | 2024-08-14 17:34 | Water-to-Air (Water-Source) Distributed Heat Pumps | 18 | LCE - HVAC | Available | Doina Balea | Industrial | Active
7c13d596-635a-ef11-817a-0050569043a6 | +jo999DgJt3/p/Vguu00Yt2aHyxmWD7pJ2xgQzZD0JNQ0MiA7lonAdQ6ZhdCdkY5wg7DfYfCsy+azaH0c68s4Q== | 2024-08-14 17:35 | Water-to-Air (Water-Source) Distributed Heat Pumps | 18 | LCE - HVAC | Available | Doina Balea | Commercial | Active
3482930f-9414-ef11-8173-005056900b78 | yl23Z7o172MVmeY8yqa0nUzBb3R5cvzakrgNwjKpoqp9W7no0Hi2fjURElc6/R2/n/LNeS2oFMbwNYjru7YfoQ== | 2024-05-17 21:26 | Water-to-Water Heat Pump | 15 | LCE - HVAC | Available | Doina Balea | Industrial | Active
dcc42379-3bf1-ee11-8176-0050569043a6 | wX5rcb3WoOkvtlhJpTmcHOwSqVWBYM9XgH8vHqY1L0uynprN2JtQ0ewSIYJDLzkAtFKI2EjcJ9x9/XG6u9QSAg== | 2024-04-02 21:54 | Water-to-Water Heat Pump | 15 | LCE - Domestic Hot Water | Available | Doina Balea | Industrial | Active
8f40aa29-fa64-e811-9a34-005056907e1b | LlSl9yJM08yz+2rG7r+m/szWLAyQ2rUAMRKmlIjKw0O3QsQ+Px3CUcGRskz9fZn69I/n/ufym/09KAkykqqz2w== | 2022-03-23 00:59 | Water-to-Water Heat Pump | 15 | LCE - HVAC | Available | Doina Balea | Commercial | Active
e020f654-fb64-e811-9a34-005056907e1b | ZaHwz2+uviy+pZ1VNN481CzLlR8ruDINLN3SR3V3zjdoXy1FM4BzdqU9asW0wyCQYvCeLijDIBYZDgVWXA+saw== | 2022-03-23 00:59 | Water-to-Water Heat Pump | 15 | LCE - Domestic Hot Water | Available | Doina Balea | Commercial | Active
d330542c-d170-ef11-817b-0050569043a6 | SDZcB6e7wUrRTSCU8Aje2rl4LY1xhi0E6U0TqosB7aWMu4gKZvmH6qyNTx/LmdAmEgOCNJRIY4GHGDlHhjfm5A== | 2025-01-19 21:35 | Wind Turbine | 20 | Load Displacement - Wind | Available | Doina Balea | Industrial | Active
f23ae27c-5c25-f011-8184-0050569043a6 | gNAOD0VfwtBmJHjyKg35yY3CtA2sgXcfInrmUFh6H86Kuy9VnYglykIXnNNQOey8YmsFS+60uELGLoAjIrbJOA== | 2025-04-30 00:46 | Window Film | 10 | Building Envelope | Available | Doina Balea | Commercial | Active

## Validation (hidden)
Version Tracking
Version | Date | Revision Description | Editor
Vx.0x | yyyy-mm-dd | What changes were made | Editor name
V3.0 | 2022-05-18 | none | Salah Mahdi
Validation
This tool has been validated in accordance with EGBC PPMP guidelines and BC Hydro validation procedures.
Developer |  | Author | Validation Checked and Reviewed

## Instructions
CleanBC Custom Workbook Version 3.7 July 2025
CleanBC Custom Incentives
Instructions
Note:
If applying for energy study funding, applicants to complete 1- Project Info sheet and 2- Proposal sheet. Send to BC Hydro Key Account Manager (KAM) for review.
If applying for direct-to-incentive, applicants to complete 1- Project Info sheet and 3- Study Results sheet. Send to BC Hydro KAM for review along with existing energy study report and energy calculations.
Step 1: Project Info Tab
Enter Customer and Project details
  Enter date of submission
  Enter the name of the customer and site information
  Enter a site name
Describe the project, the system under consideration, and whether any prior projects occurred
Define the system boundary.
  Enter the stationary end uses within the system boundary, their corresponding fossil fuel type, and the proposed LCE measure to impact that end use.
Enter the electrical consumption and corresponding rate including
  purchased electricity
  average annual peak demand and
  average monthly peak demand.
Enter the fossil fuels consumed by end-uses within the system boundary.
  Enter the corresponding fuel quantity based on the units provided
  Enter the approximate rate in $/unit for the fuel specified
Describe the proposed LCE opportunity and enter values to describe the project impact.
Enter any further information on the expected additional benefits that may be expected from the project including Carbon Tax Credits, 3rd party funding, or other.
Describe a possible implementation schedule.
Step 2: Proposal Tab
Enter the name and details of the Professional Engineering of Record, if known.
Provide a yes or no answer to the four question
Enter the name of the Conservation and Energy Management (CEM) Engineering contact, if known or applicable.
Describe the system under consideration, proposed baseline conditions, potential opportunities, methods of verification, and a proposed study schedule.
Enter the name, company, role, and expertise of the expect team to deliver LCE project
Enter total expenses to perform study. For industrial projects, please detail the professional fees and expenses required to complete the study.
Step 3: Study Results Tab
Complete this section based on the outputs from the completed study
Enter name and contact info of the consultant who filled out this section and the date of Study Results inputs.
Confirm that proposed LCE measures match the measures proposed in pre-screen section
Provide updates to baseline and proposed measures electricity and fuel consumption
Enter the electricity purchased , annual peak, and average monthly peak demand post LCE project
Enter the quantity of fuels consumed by heating end uses post LCE project
Enter a 'best estimate' value for the costs of the baseline (if applicable)
Enter a 'best estimate' value for the costs to implement the LCE project
Describe any additional benefits
GHG conversions are based on the BC Best Practices Methodology for Quantifying GHG Emissions

## 1- Project Info
| BCH LCE Custom (Yes/No) |  | No
The purpose of this Pre-Screen document is to provide guidance on collecting information needed to propose Low-Carbon Electrification (LCE) opportunities and determine if further study is warranted for the CleanBC Custom Program | [9 empty] | CleanBC Custom Workbook Version 3.7 July 2025
Customer and project
[9 empty] | Date: |  | yyyy-mm-dd
Customer Details
Company Legal Name:
|  | Primary Contact Name: |  |  |  | Phone: |  |  | Email:
|  | Company Head Office Address: |  |  |  |  | City:
Consultant Details
Consultant Name:
|  | Consultant Contact: |  |  |  | Phone: |  |  | Email:
|  | Consultant address: |  |  |  |  | City:
Project Details
Project Name:
Site Name:
|  | Site Address: |  |  |  |  | City:
If applicable, enter BC Hydro KAM Name (or BC Hydro Representative):
If applicable, enter name of BC Hydro Sponsored Energy Manager:
Phone:
Email:
Existing system baseline description
Building description
Floorspace Area: |  |  |  |  | <- Units |  |  | Area to be studied: |  |  | <- Units
|  | Building Age : |  | years |  |  | Building Use or type :
|  | Main Switch Size : |  | Amps |  |  | Operating Hours per day :
|  | Voltage : |  | Volts |  |  | Operational days per week :
|  | Phase : |  |  |  |  | Total Connected Load (if known) : |  | kW
If known, are there any future additional proposed loads excluding the LCE Measure?
[9 empty] | Total Proposed Additional Load (excluding LCE): |  | kW
Electricity consumption and GHG emissions for project's site / facility
Fill in the tables below showing the energy and fuel consumption for the various end uses identified
Electrical Energy |  |  | Quantity |  | Units | Rate | $ per Year |  | E_Factor tCO2e/GWh | GHG emissions (tonneCO2e/yr)
Purchased |  |  |  |  | kWh/yr |  |  |  | 9.9 | 0
Annual peak demand |  |  |  |  | kW
Average Monthly Peak Demand |  |  |  |  | kW
Electricity Subtotals: | [6 empty] | 0
Fuel consumption and GHG emissions for project's site / facility
Fuel Type |  |  |  | Quantity per Year | Units | Rate ($ / unit) | $ per Year | ekWh_input / year | E_Factor kgCO2e/unit | GHG emissions (tonneCO2e/yr)
Fuel Subtotals : | [6 empty] | 0 | 0 |  | 0.0 tCO2e/yr
Baseline comments (i.e. assumptions, seasonal effects, data sources, etc.)
Baseline annual cost ($) : | [9 empty] | 0
[9 empty] | Baseline equivalent energy consumption (ekWh / year) : | 0
Baseline annual GHG emissions (tonne CO2e / year) : | [9 empty] | 0
Project Description
Describe the existing system under consideration
(include equipment type, size, hours of operation, and other pertinent information) | [8 empty] | System Age:
Are there any energy efficiency measures or interactions that will be associated with this LCE project? If so, describe:
Are there any prior energy studies that relate to the system under consideration? (If yes, please provide details below)
System boundary
The system boundary defines the subject of the opportunity and the scope under consideration for this LCE project. Identify the portion of the site and/or the boundary containing the systems. If possible attach a diagram with the submission to illustrate the boundary of the scope, analysis, and significant interactions with adjacent systems and equipment:
Heating end uses
# | End Uses |  | Baseline Heating Source |  | Baseline HVAC Terminal System (if applicable) |  | Corresponding Fossil Fuel Type |  | Proposed LCE Measure |  |  |  | Persistence
1
2
3
4
5
LCE opportunity identification | [11 empty] | average persistence | #DIV/0!
What are the low-carbon electrification opportunities under consideration? (Describe the electrification measure and interconnection considerations)
Estimate the following relative to baseline
Note: "Incremental" is the difference between baseline and the LCE measure | [8 empty] | Estimated % change | Value | Unit
Expected % reduction in annual fuel consumption due to electrification? | [9 empty] | 0 | ekWh/yr
Expected increase in electricity consumption? | [10 empty] | kWh/yr
Expected increase in annual peak demand? | [10 empty] | kW
Expected increase in average monthly peak demand? | [10 empty] | kW
Expected reduction in annual GHG emissions? | [10 empty] | tCO2e/yr
Main Switch Capacity | [10 empty] | kW
Total future connected load (including existing, future proposed and LCE) | [9 empty] | 0 | kW
Total GHG reduction (based on persistence of LCE measure) | [10 empty] | tCO2e
If available provide a coarse estimate of the following relative to baseline
Incremental capital costs or savings. Include materials and labour, commissioning, etc | [10 empty] | $
Incremental (increase or decrease) energy costs? | [8 empty] | #DIV/0! |  | $ / year
Incremental (increase or decrease) annual O&M costs? | [10 empty] | $ / year
Additional criterium
Identify any potential 3rd party funding for this project
Will you receive any additional GHG offsets or GHG credits related to this project?
Identify other non-energy benefits or detriments ie. Water conservation, reliability, serviceability, etc.
Project schedule
Describe a possible start date and estimated implementation date of the project
Identify and briefly describe any known or possible risks. Note potential mitigation efforts as well.
Comment on confidence and accuracy of pre-screen information provided i.e. costs, GHG emission, fuel consumption, efficiency etc.
Conservation and energy management review
The low-carbon electrification pre-screen will be reviewed by BCH Conservation & Energy Management Engineering on behalf of CleanBC and will look for reasonable assumptions, appropriate methodology and results that are consistent with sound judgement and similar project experience. The customer/consultant will be given every opportunity to revise as needed. The pre-screen materials submitted will not be analyzed in sufficient detail to verify all calculations as the customer/consultant retains all responsibility for information provided.
Additional information
If desired, use this section to enter additional information about participants and this submission. For example, enter any existing customer project numbers, and/or information about deliverables, proposed schedules, assumptions, clarifications, exclusions, etc. List any attached files, including supporting documents. Please save the final version of this document in PDF format. Press Alt + Enter to enter a new lines.
Note on C31: [Threaded comment] Your version of Excel allows you to read this threaded comment; however, any edits to it will get removed if the file is opened in a newer version of Excel. Learn more: https://go.microsoft.com/fwlink/?linkid=870924 Comment: Discuss with Jason Z.
Note on B36: [Threaded comment] Your version of Excel allows you to read this threaded comment; however, any edits to it will get removed if the file is opened in a newer version of Excel. Learn more: https://go.microsoft.com/fwlink/?linkid=870924 Comment: Discuss with Jason Z.

## 2- Proposal
The purpose of this proposal is to provide an overview of the proposed low-carbon electrification study. The responsible consulting firm should include information and supporting documentation required for the proposal. The proposal is expected to adopt an approach that is logical, transparent and rely on documented assumptions and conclusions. | [8 empty] | CleanBC Custom Workbook Version 3.7 July 2025
Proposal details
BCH # | Revision: |  | Enter 1 if initial version |  |  | Date: |  |  | yyyy-mm-dd
Proposed professional engineer of record details for subsequent assessment or study (if known)
Name (Individual):
Title:
Legal Name of Firm:
Phone: |  |  |  | Email:
Engineer of Record is a registered member (P.Eng), licensee of, or eligible for membership with EGBC?
Is the Engineer of Record registered with BC Hydro Alliance?
Is the Engineer of Record familiar with CleanBC Custom Program study guidelines?
Has BC Hydro CEM Engineering and Alliance been consulted in the preparation of this proposal?
Date of consultation with CEM Engineering:
Who is the contact with CEM Engineering? | [6 empty] | Engineer Name:
Proposal content
System description
Description of the system to be studied and known issues:
(include equipment type, size, hours of operation, and describe any known problem areas)
Baseline determination
How will the baseline energy, demand and GHG emissions for each proposed low-carbon electrification measure be determined? (Note: The energy efficiency standards in the current BC building code or local bylaws should be used to determine the baseline)
(indicate existing metering and strategy for gathering the required data/information)
Opportunity identification and evaluation
Identify low-carbon electrification opportunities (LCE measures) and how you plan to evaluate the cost and benefit of each?
Study Schedule
Describe a possible study start date and end date of the proposed study.
Proposal team and cost
Enter the details for the project team that will complete the work. Please note that any changes to the team will need approval from Alliance
Name | Company |  |  |  | Study Role |  |  | Expertise
Fees for professional services
Note: fees for travel time may not be applicable in all cases
Do not include PST or GST for fees for professional services and travel time.
Name |  | Office |  | Travel |  | On-Site |  | Total
|  | Hours | Rate | Hours | Rate | Hours | Rate
Subtotal for Fees: | [7 empty] | 0
Estimate of expenses
Expense Type | [8 empty] | Total
Subtotal for Expenses: | [8 empty] | 0
Total Fees and Expenses: | [8 empty] | 0
Conservation and energy management review
The low-carbon electrification proposal will be reviewed by BCH Conservation & Energy Management Engineering which will look for reasonable assumptions, appropriate methodology and results that are consistent with sound judgement and similar project experience. The customer/consultant will be given every opportunity to revise as needed. The proposal materials submitted will not be analyzed in sufficient detail to verify all calculations as the customer/consultant retains all responsibility for information provided.
Additional information
If desired, use this section to enter additional information about participants and this submission. For example, enter any existing customer project numbers, and/or information about deliverables, proposed schedules, assumptions, clarifications, exclusions, etc. List any attached files, including supporting documents. Please save the final version of this proposal in PDF format. Press Alt + Enter to enter a new lines.

## 3- Study Results
CleanBC Custom Incentives Project study results sheet | White, bordered cells for user inputs |  |  | BCH Project No. |  |  | Date Prepared |  |  | yyyy-mm-dd | [12 empty] | Revision #
| blue text for electricity | red text for fuel | brown text for GHG | black text for costing
| Site Name |  |  |  | City |  |  | Name |  |  | Phone
| 0 |  |  |  | 0 |  | Prepared by | 0 |  |  | 0
PROPOSED LCE Measures
LCE Measure Number | >>>>>>>>>>>>>>> | EM-1 |  | EM-2 |  | EM-3 |  | EM-4 |  |  | EM-5 |  | EM-6 |  | EM-7 |  | EM-8 |  | EM-9 |  | EM-10 |  | LCE Bundle Baseline v v v | Proposed LCE Bundle v v v
LCE Measure Name | >>>>>>>>>>>>>>> | Input measure name in this cell. |  | Input measure name in this cell. |  | Input measure name in this cell. |  | Input measure name in this cell. |  |  | Input measure name in this cell. |  | Input measure name in this cell. |  | Input measure name in this cell. |  | Input measure name in this cell. |  | Input measure name in this cell. |  | Input measure name in this cell.
Energy End Use Type | >>>>>>>>>>>>>>>
Standard BC Hydro Electrification Measure Type | >>>>>>>>>>>>>>>
Standard BC Hydro Energy End Use Type | >>>>>>>>>>>>>>>
EM Included in Incentive Application (Yes or No) | >>>>>>>>>>>>>>> | Yes |  | Yes |  | Yes |  | Yes |  |  | Yes |  | Yes |  | Yes |  | Yes |  | Yes |  | Yes
Estimated Measure Life of EM | >>>>>>>>>>>>>>> | [21 empty] | #DIV/0!
|  | Baseline | Proposed | Baseline | Proposed | Baseline | Proposed | Baseline | Proposed |  | Baseline | Proposed | Baseline | Proposed | Baseline | Proposed | Baseline | Proposed | Baseline | Proposed | Baseline | Proposed | Baseline | Proposed
Mechanical end uses consumption for project's site / facility |  | 1 | 1 | 1 | 1 | 1 | 1 | 1 | 1 |  | 1 | 1 | 1 | 1 | 1 | 1 | 1 | 1 | 1 | 1 | 1 | 1
HVAC (electric) excluding energy saving effect if applicable | kWh / year | [21 empty] | 0 | 0 | HVAC (electric) excluding energy saving effect if applicable
HVAC (Fuel) | GJ / year | [21 empty] | 0 | 0 | HVAC (Fuel)
DHW (electric) excluding energy saving effect if applicable | kWh / year | [21 empty] | 0 | 0 | DHW (electric) excluding energy saving effect if applicable
DHW (Fuel) | GJ / year | [21 empty] | 0 | 0 | DHW (Fuel)
Process Load (electric) excluding energy saving effect if applicable | kWh / year | [21 empty] | 0 | 0 | Process Load (electric) excluding energy saving effect if applicable
Process Load (Fuel) | GJ / year | [21 empty] | 0 | 0 | Process Load (Fuel)
Electric energy savings (negative number) caused by LCE measure | kWh / year | [21 empty] | 0 | 0 | Electric energy savings (negative number) caused by LCE measure
Electricity consumption and GHG emissions for project's site / facility
Total Electric Energy Use | kWh / year | 0 | 0 | 0 | 0 | 0 | 0 | 0 | 0 |  | 0 | 0 | 0 | 0 | 0 | 0 | 0 | 0 | 0 | 0 | 0 | 0 | 0 | 0 | Total Electric Energy Use
Annual peak demand | kW | [21 empty] | 0 | 0 | Annual peak demand
Electricity Average Monthly Peak Demand | kW / month | [21 empty] | 0 | 0 | Electricity Average Monthly Peak Demand
Electricity Rate |  | 0 | 0 | 0 | 0 | 0 | 0 | 0 | 0 |  | 0 | 0 | 0 | 0 | 0 | 0 | 0 | 0 | 0 | 0 | 0 | 0 | 0 | 0 | Electricity Rate
Electricity Cost per Year | $ / year | 0 | 0 | 0 | 0 | 0 | 0 | 0 | 0 |  | 0 | 0 | 0 | 0 | 0 | 0 | 0 | 0 | 0 | 0 | 0 | 0 | 0 | 0 | Electricity Cost per Year
E_Factor | tCO2e/GWh | 9.9 | 9.9 | 9.9 | 9.9 | 9.9 | 9.9 | 9.9 | 9.9 |  | 9.9 | 9.9 | 9.9 | 9.9 | 9.9 | 9.9 | 9.9 | 9.9 | 9.9 | 9.9 | 9.9 | 9.9 | 9.9 | 9.9 | E_Factor
GHG emissions | tonneCO2e / year | 0 | 0 | 0 | 0 | 0 | 0 | 0 | 0 |  | 0 | 0 | 0 | 0 | 0 | 0 | 0 | 0 | 0 | 0 | 0 | 0 | 0 | 0 | GHG emissions
Fuel consumption and GHG emissions for project's site / facility
Fuel Type |  | Natural Gas (GJ) | Natural Gas (GJ) | Natural Gas (GJ) | Natural Gas (GJ) | Natural Gas (GJ) | Natural Gas (GJ) | Natural Gas (GJ) | Natural Gas (GJ) |  | Natural Gas (GJ) | Natural Gas (GJ) | Natural Gas (GJ) | Natural Gas (GJ) | [10 empty] | Fuel Type
Quantity | GJ / year | 0 | 0 | 0 | 0 | 0 | 0 | 0 | 0 |  | 0 | 0 | 0 | 0 | 0 | 0 | 0 | 0 | 0 | 0 | 0 | 0 | 0 | 0 | Quantity
Fuel Rate | $ / GJ | [21 empty] | #DIV/0! | N/A | Fuel Rate
Fuel Cost per Year | $ / year | 0 | 0 | 0 | 0 | 0 | 0 | 0 | 0 |  | 0 | 0 | 0 | 0 | 0 | 0 | 0 | 0 | 0 | 0 | 0 | 0 | 0 | 0 | Fuel Cost per Year
E_Factor | kgCO2e/GJ | 49.87 | 49.87 | 49.87 | 49.87 | 49.87 | 49.87 | 49.87 | 49.87 |  | 49.87 | 49.87 | 49.87 | 49.87 | [8 empty] | #DIV/0! | N/A | E_Factor
GHG emissions | tonneCO2e / year | 0 | 0 | 0 | 0 | 0 | 0 | 0 | 0 |  | 0 | 0 | 0 | 0 | 0 | 0 | 0 | 0 | 0 | 0 | 0 | 0 | 0 | 0 | GHG emissions
Project Summary for Proposed LCE Measures
Net Incremental Electrical Energy | kWh / year | 0 |  | 0 |  | 0 |  | 0 |  |  | 0 |  | 0 |  | 0 |  | 0 |  | 0 |  | 0 |  | 0 |  | Net Incremental Electrical Energy
Net Incremental Electrical Annual Peak Demand | kW | 0 |  | 0 |  | 0 |  | 0 |  |  | 0 |  | 0 |  | 0 |  | 0 |  | 0 |  | 0 |  | 0 |  | Net Incremental Electrical Annual Peak Demand
Net Incremental Electrical Average Monthly Peak Demand | kW / month | 0 |  | 0 |  | 0 |  | 0 |  |  | 0 |  | 0 |  | 0 |  | 0 |  | 0 |  | 0 |  | 0 |  | Net Incremental Electrical Average Monthly Peak Demand
Net Incremental Fuel Consumption | GJ / year | 0 |  | 0 |  | 0 |  | 0 |  |  | 0 |  | 0 |  | 0 |  | 0 |  | 0 |  | 0 |  | 0 |  | Net Incremental Fuel Consumption
Net Incremental GHG Emissions | tonneCO2e / year | 0 |  | 0 |  | 0 |  | 0 |  |  | 0 |  | 0 |  | 0 |  | 0 |  | 0 |  | 0 |  | 0 |  | Net Incremental GHG Emissions
Net Incremental GHG Emissions Over Project Life | tonneCO2e | [10 empty] | #DIV/0! |  | Project may not qualify for incentive as GHG reduction must be equal or greater than 1200 tC02e. |  | Project may not qualify for incentive as GHG reduction must be equal or greater than 1200 tC02e. |  | Project may not qualify for incentive as GHG reduction must be equal or greater than 1200 tC02e. |  | Project may not qualify for incentive as GHG reduction must be equal or greater than 1200 tC02e. |  | Project may not qualify for incentive as GHG reduction must be equal or greater than 1200 tC02e. | #DIV/0! |  | Net Incremental GHG Emissions Over Project Life
Capital cost
Equipment (End of life replacement cost if applicable for both HVAC and DHW) | $ | [21 empty] | 0 | 0 | Equipment (End of life replacement cost if applicable for both HVAC and DHW)
Labour | $ | [21 empty] | 0 | 0 | Labour
Commissioning and Training | $ | [21 empty] | 0 | 0 | Commissioning and Training
Proposed Electrical Service Upgrade Cost (ie. Interconnections) | $ | [23 empty] | Proposed Electrical Service Upgrade Cost (ie. Interconnections)
Capital Cost Sub Total | $ | 0 | 0 | 0 | 0 | 0 | 0 | 0 | 0 |  | 0 | 0 | 0 | 0 | 0 | 0 | 0 | 0 | 0 | 0 | 0 | 0 | 0 | 0 | Bundle Capital Cost Sub Total
Operation and Maintenance Cost (not including fuel/energy costs)
Annual O&M Cost | $ / year | [21 empty] | 0 | 0
Additional Benefits for Proposed LCE Measures
Carbon Tax Credits (Over Project Life @ $X/tonne) |  | #VALUE! |  | #VALUE! |  | #VALUE! |  | #VALUE! |  |  | #VALUE! |  | #VALUE! |  | #VALUE! |  | #VALUE! |  | #VALUE! |  | #VALUE! |  | #DIV/0! |  | Carbon Tax Credits (Over Project Life @ $X/tonne)
Annual non-energy benefits or detriments (Water conservation, etc.) | $ / year | [21 empty] | 0 | 0 | Annual non-energy benefits or detriments (Water conservation, etc.)
3rd Party Funding (one time) | $ | [23 empty] | 3rd Party Funding (one time)
Other Benefit (one time) | $ | [23 empty] | Other Benefit (one time)
Project Costs Summary for Proposed LCE Measures (Not Incl. Incentive)
Net Incremental Capital Cost | $ | 0 |  | 0 |  | 0 |  | 0 |  |  | 0 |  | 0 |  | 0 |  | 0 |  | 0 |  | 0 |  | 0 |  | Net Incremental Capital Cost
Net Incremental O&M Cost | $ / year | 0 |  | 0 |  | 0 |  | 0 |  |  | 0 |  | 0 |  | 0 |  | 0 |  | 0 |  | 0 |  | 0 |  | Net Incremental O&M Cost
Net Incremental Energy Cost (Electric + Fuel) | $ / year | 0 |  | 0 |  | 0 |  | 0 |  |  | 0 |  | 0 |  | 0 |  | 0 |  | 0 |  | 0 |  | 0 |  | Net Incremental Energy Cost (Electric + Fuel)
Estimated Project Life | Years | [21 empty] | #DIV/0! |  | Estimated Project Life
Simple Payback (without incentive) | Years | #DIV/0! |  | #DIV/0! |  | #DIV/0! |  | #DIV/0! |  |  | #DIV/0! |  | #DIV/0! |  | #DIV/0! |  | #DIV/0! |  | #DIV/0! |  | #DIV/0! |  | #DIV/0! |  | Simple Payback (without incentive)
#DIV/0!
Notes
Note on D10: Select energy end use type in this cell.
Note on D11: Select measure type in this cell.
Note on D13: Select "Yes" in this cell if this measure is to be included in the incentive application (i.e. recommended for implementation).

## Summary
CleanBC Custom Incentives Summary report | [5 empty] | CleanBC Custom Workbook Version 3.7 July 2025
| Date | 0 | yyyy-mm-dd | Revision # | 0
Project Name and Location | 0
Project Owner | 0 |  |  | BC Hydro Ref # | 0
Building Type | 0 |  |  | Location | 0
Conditioned Floor Area | 0 | 0 |  | Estimated Project Life (years) | #DIV/0!
| Net Incremental GHG Emissions Over Project Life | 0 | tonneCO2e
Project may not qualify for incentive as GHG reduction must be equal or greater than 1200 tC02e.
Net Incremental Electrical Energy | 0 | kWh / year |  | Net Incremental Annual Cost | 0 | per year
Net Incremental Electrical Average Monthly Peak Demand | 0 | kW |  | Net Incremental Capital Cost | 0
Net Incremental Fuel Consumption | 0 | GJ / year |  | Net Incremental GHG Emissions | 0 | tonneCO2e/year
Positive values indicate emission increase, negative values indicate emission decrease
| Baseline Case |  |  | Proposed Case
Project's Total Electricity Use Percentage | #DIV/0! | << based on building total energy >> |  | #DIV/0!
Project's Total Fuel Use Percentage | #DIV/0! | << based on building total energy >> |  | #DIV/0!
Electrification measures included in proposed bundle
Electrification measure | Net incremental annual electricity (kWh / year ) | Annual fuel reduction (GJ / year) | GHG reduction (tonneCO2e / year) | Total annual cost difference ( $ / year ) | Net incremental capital cost ( $ ) | Expected measure life | Simple payback (years)
EM-1 Input measure name in this cell. | 0 | 0 | 0 | 0 | 0
EM-2 Input measure name in this cell. | 0 | 0 | 0 | 0 | 0
EM-3 Input measure name in this cell. | 0 | 0 | 0 | 0 | 0
EM-4 Input measure name in this cell. | 0 | 0 | 0 | 0 | 0
EM-5 Input measure name in this cell. | 0 | 0 | 0 | 0 | 0
EM-6 Input measure name in this cell. | 0 | 0 | 0 | 0 | 0
EM-7 Input measure name in this cell. | 0 | 0 | 0 | 0 | 0
EM-8 Input measure name in this cell. | 0 | 0 | 0 | 0 | 0
EM-9 Input measure name in this cell. | 0 | 0 | 0 | 0 | 0
EM-10 Input measure name in this cell. | 0 | 0 | 0 | 0 | 0
BUNDLE | 0 | 0 | 0 | 0 | 0 | #DIV/0!
Positive values indicate cost increase, negative values indicate cost decrease
Incentive Applicant | 0
Study Consultant | 0 |  | 0 |  | 0 | 0
BC Hydro Sponsored Energy Manager | Company Name |  | 0 |  | 0 | 0
BC Hydro Key Account Manager | BC Hydro |  | 0 |  | Email | Phone

## Inputs to Report Summary (hidden)
Item # | New Field / Existing | New Field Name (FUJ requirements) | RP Comments / FUJ requirements | Wording (if applicable)
xRM Input Fields Required for each LCE Measure (Initiative Detail)
|  |  |  | Field | Units | EM-1 | EM-2 | EM-3 | EM-4 | EM-5 | EM-6 | EM-7 | EM-8 | EM-9 | EM-10 | Responsible | Description
| Existing |  | Existing System functionality - no change | End Use |  | 0 | 0 | 0 | 0 | 0 | 0 | 0 | 0 | 0 | 0 | CEME | See Drop Down List
|  |  |  | xRM Input Fields Required for each LCE Measure (Energy Saving Record) |  | Input measure name in this cell. | Input measure name in this cell. | Input measure name in this cell. | Input measure name in this cell. | Input measure name in this cell. | Input measure name in this cell. | Input measure name in this cell. | Input measure name in this cell. | Input measure name in this cell. | Input measure name in this cell.
|  |  |  | Field | Units | EM-1 | EM-2 | EM-3 | EM-4 | EM-5 | EM-6 | EM-7 | EM-8 | EM-9 | EM-10 | Responsible | Description
| Existing |  | Existing System functionality - no change | LCE Measure (LCEM) | [11 empty] | CEME | See Drop Down List - List displayed will show only LCE measures if that offering is selected (RP - the fields will be incorporated into existing fields and no link to offering)
| Existing |  | Existing System functionality - no change | EM Included in Incentive Application? |  | Yes | Yes | Yes | Yes | Yes | Yes | Yes | Yes | Yes | Yes | CEME | Auto-populate based on LCE Measure selected
| Existing |  | Existing System functionality - no change | Persistence | [11 empty] | CEME | Auto-populate based on LCE Measure selected
1 | New | Fuel Type Displaced, type = lookup from fuel type workbook tab | Energy Saving Record Tool form, Energy Saving Record entry form, Create a new LCE section above the existing 'notes' field | Fuel Type Displaced |  | Natural Gas (GJ) | Natural Gas (GJ) | Natural Gas (GJ) | Natural Gas (GJ) | Natural Gas (GJ) | Natural Gas (GJ) | 0 | 0 | 0 | 0 | CEME | See Drop Down List - Add the units to the fuel type list
2 | New | Fuel Qty Displaced, type = number | Energy Saving Record Tool form, Energy Saving Record entry form, Create a new LCE section above the existing 'notes' field | Fuel Qty Displaced | GJ | 0 | 0 | 0 | 0 | 0 | 0 | 0 | 0 | 0 | 0 | CEME
| Existing |  | Existing System functionality - no change | Reviewed Total LCEM Cost ($) (existing field Reviewed Total Project Cost ($)) | $ | 0 | 0 | 0 | 0 | 0 | 0 | 0 | 0 | 0 | 0 | CEME | Excluding Interconnection Costs
| Existing |  | Existing System functionality - no change | Reviewed Project LCEM Cost ($) (existing field Reviewed Project Cost ($)) | $ | 0 | 0 | 0 | 0 | 0 | 0 | 0 | 0 | 0 | 0 | CEME | Excluding Interconnection Costs
| Existing |  | Existing System functionality - no change | Reviewed Incremental LCEM Cost ($) (existing field Reviewed Incremental Project Cost ($)) | $ | 0 | 0 | 0 | 0 | 0 | 0 | 0 | 0 | 0 | 0 | CEME | Excluding Interconnection Costs
| Existing |  | Existing System functionality - no change | Reviewed Incremental O&M Cost/Savings ($) | $ | 0 | 0 | 0 | 0 | 0 | 0 | 0 | 0 | 0 | 0 | CEME | Annual operation and maintenance, etc. (not including elec and fuel costs)
| Existing |  | Existing System functionality - no change | Other NEI's ($) | $ | 0 | 0 | 0 | 0 | 0 | 0 | 0 | 0 | 0 | 0 | CEME | Water conservation, etc.
| Existing |  | Existing System functionality - no change | Reviewed Energy Consumption Increase (kWh/y) (existing field Reviewed Incremental Energy Consumption) | kWh/y | 0 | 0 | 0 | 0 | 0 | 0 | 0 | 0 | 0 | 0 | CEME
| Existing |  | Existing System functionality - no change | Reviewed Peak Demand Increase (kW) (existing field Reviewed Incremental Peak Demand) | kW | 0 | 0 | 0 | 0 | 0 | 0 | 0 | 0 | 0 | 0 | CEME
3 | New | Reviewed Incremental Average Annual Peak Demand (kW), type = number | Energy Saving Record Tool form, Energy Saving Record entry form, Create a new LCE section above the existing 'notes' field | Reviewed Average Annual Peak Demand Increase (kW) | kW | 0 | 0 | 0 | 0 | 0 | 0 | 0 | 0 | 0 | 0 | CEME | Average of the monthly Peak Demand - Used for Incentive Calculator
4 | New | BCH Incremental System Peak (kW), type = number | Energy Saving Record Tool form, Energy Saving Record entry form, Create a new LCE section above the existing 'notes' field | BCH System Peak Increase (kW) | kW | [10 empty] | CEME
5 | New | Reviewed Incremental GHG Reduction (Tonne CO2e/yr), type = number | Energy Saving Record Tool form, Energy Saving Record entry form, Create a new LCE section above the existing 'notes' field | Reviewed Incremental GHG Reduction (Tonne CO2e/yr) | Tonne CO2e/yr | 0 | 0 | 0 | 0 | 0 | 0 | 0 | 0 | 0 | 0 | CEME | Net of GHG's due to electric and fuel effects
xRM Input Fields Required at Project Level (Initiative)
|  |  |  | Field | Units | Bundle | Description | [8 empty] | Responsible
| Existing |  | Existing System functionality - no change, enter manually as per current process | Reviewed Total Project Cost ($) | $ | 0 | Auto-populate - sum total for all LCE measures (RP - no rollup) | [8 empty] | CEME
| Existing |  | Existing System functionality - no change, enter manually as per current process | Reviewed Incremental Project Cost ($) | $ | 0 | Auto-populate - sum total for all LCE measures (RP - no rollup) | [8 empty] | CEME
6 | New | Reviewed Customer Interconnection Cost, type = $ amount | Incentive Details section tab, customer costs section break, location under existing field 'actual total project cost' | Reviewed Customer Interconnection Cost ($) | $ | 0 | Excluding Interconnection Study Fees (If available @ IR) | [8 empty] | KAM/Marketing?
7 | New | BCH System Upgrade Capital Cost, type = $ amount | Incentive Details section tab, customer costs section break, location under new field 'reviewed customer interconnection cost' | BCH System Upgrade Capital Cost ($) | $ |  | Capital Costs to reinforce the BC Hydro System (If available @ IR) | [8 empty] | KAM/Marketing?
8 | New | Reviewed Project Incremental O&M Cost/Savings, type = $ amount | Incentive Details section tab, customer costs section break, location beside new field 'reviewed customer interconnection cost' | Reviewed Project Incremental O&M Cost/Savings ($) | $ | 0 | Auto-populate - sum total for all LCE measures (RP - no rollup) | [8 empty] | CEME
| Existing |  | Existing System functionality - no change, enter manually as per current process | Other NEI's ($) | $ | 0 | Auto-populate - sum total for all LCE measures (RP - no rollup) | [8 empty] | CEME
| not required |  | Include in custom report for Engineering | Reviewed Project Energy Consumption Increase (kWh/y) | kWh/y | 0 | RP - totals at project will be accomplished in reporting | [8 empty] | CEME
| not required |  | Include in custom report for Engineering | Reviwed Project Peak Demand Increase (kW) | kW | 0 | RP - totals at project will be accomplished in reporting | [8 empty] | CEME
| not required |  | Include in custom report for Engineering | Reviewed Project Average Annual Peak Demand Increase (kW) | kW | 0 | RP - totals at project will be accomplished in reporting | [8 empty] | CEME
| not required |  | Include in custom report for Engineering | Project BCH System Peak Increase (kW) | kW |  | RP - totals at project will be accomplished in reporting | [8 empty] | CEME
| not required |  | Include in custom report for Engineering | Reviewed Project Incremental GHG Reduction (Tonne CO2e/yr) | Tonne CO2e/yr | 0 | RP - totals at project will be accomplished in reporting | [8 empty] | CEME
9 | New | BCH Incentive Funding Requested, type = $ amount | KAM section tab, location under existing field 'initial incentive calculated' | BCH Incentive Funding Request (KAM Entry) | $ |  | Customer requested BCH incentive amount | [8 empty] | KAM?
| Existing |  | Existing System functionality - no change, enter manually as per current process | Additional Grants Received ($) | $ |  | Other gov. subsidies, NRCAN, etc. | [8 empty] | KAM?
10 | New | Carbon Tax Credits ($/Tonne), type = $ amount | KAM section tab, location under new field 'bch incentive funding requested' | Carbon Tax Credits ($/Tonne) | $/Tonne |  | Average $/Tonne value that has been assigned for Carbon Tax Credits (ie. $38/tonne or agreed upon rate) | [8 empty] | KAM?
11 | New | Incremental BCH O&M Costs, type = $ amount | Incentive Details section tab, project cost detail section break, under existing field 'proposed incremental project cost' | Incremental BCH O&M Costs ($) | $ |  | Any incremental cost for maintenance due to system upgrades and or interconnection, etc. (From Interconnection Study?) | [8 empty] | KAM/Marketing?
12 | New | Total BCH Bridging Costs, type = $ amount | Incentive Details section tab, project cost detail section break, under existing field 'proposed incremental project cost' | Total BCH Bridging Costs ($) | $ |  | Total costs for temporary generation assets etc. | [8 empty] | KAM/Marketing?
xRM Input Fields Required at Application Level (Application)
|  |  |  | Field | Units |  | Description | [8 empty] | Responsible
13 | New | Related Incentive, type = lookup field | KAM section tab, location under existing field 'related energy study', lookup field to all existing projects of type incentive | Related Incentive Project # | File # |  | Kam to link any known related incentive or other file that may be overlap the LCE application | [8 empty] | KAM?
BC Hydro LCE Potential Project Financial Analysis
Financial Model Inputs
|  |  |  | Elec Rate | 0
|  |  |  | Fuel Rate | 0
|  |  |  | Fuel reduction GJ | 0
|  |  |  | Fuel GHG reduction (tonns) | 0
|  |  |  | Elect Growth kWh | 0
|  |  |  | Elec demand growth kW | 0
Carbon tax
|  |  |  | Carbon offset credit | 0
|  |  |  | Baseline cap cost | 0
|  |  |  | Baseline O&M cost | 0
|  |  |  | Proposed Cap Cost | 0
|  |  |  | Proposed O&M cost | 0
|  |  |  | EML (Years) | #DIV/0!

## Prescreening & Proposal Review
Prescreen/Proposal Review Date |  |  | day-month-year | day-month-year
Comment # | Sheet Name | Cell Reference | FIRST Review - by NAME EMAIL TEL | RESPONSE to First Review - by NAME EMAIL TEL
1 | Study Review | E1 | Please input the date of your response to review comments.
2 | Study Review | E2 | Please input your contact information.
3
4
5
6
7
8
9
10
11
12
13
14
15
16
17
18
19
20
21
22
23
24
25

## Capacity Review (hidden)
LCE Capacity Review
Customer Information | Source
CAN # | AHR
Meter ID | AHR
Primary Circuit Feeder Information - Winter | Source |  |  | Substation Information | Source
Primary Feeder Circuit ID (ie. 1255 SEA) | DAD |  |  | Substation ID ie. SEA | DAD
Feeder Voltage (ie. 12,500V) | DAD |  | V | Substation capacity available ie. 6.5 MVA | MaxDemand |  | MVA
Feeder Amp Limit (ie. 400 Amps) | MaxDemand |  | Amps | What is estimated increase in feeder demand from the LCE project? |  | 0 | MVA
Feeder Demand Limit |  | 0 | KVA | Substation Capicity availibility with LCE? |  | NA | MVA
|  |  |  | What is the number of available spare feeders? | MaxDemand
Maximum Feeder Demand (ie. 5000 kVA) | MaxDemand |  | KVA | Is there Sufficient capacity available to handle the additional LCE load?
What is estimated increase in feeder demand from the LCE project (ie. 100KVA)? | PreScreen |  | KVA | Substation capacity within limits
Total Maximum Feeder Demand (Inclusive of LCE Project)? |  | 0 | KVA
Is the Feeder going to be at capacity limits (>80%) with the additional LCE load? |  | NA
Limits exceeded - Contact the KAM and appropriate Distribution Planner as per PQWEB
Primary Circuit Feeder Information - Summer | Source
Primary Feeder Circuit ID (ie. 1255 SEA) | DAD
Feeder Voltage (ie. 12,500V) | DAD |  | V
Feeder Amp Limit (ie. 400 Amps) | MaxDemand |  | Amps
Feeder Demand Limit |  | 0 | KVA
Maximum Feeder Demand (ie. 5000 kVA) | MaxDemand |  | KVA
What is estimated increase in feeder demand from the LCE project (ie. 100KVA)? | PreScreen |  | KVA
Total Maximum Feeder Demand (Inclusive of LCE Project)? |  | 0 | KVA
Is the Feeder going to be at capacity limits (>80%) with the additional LCE load? |  | NA
Limits exceeded - Contact the KAM and appropriate Distribution Planner as per PQWEB
Feeder Upgrade Costs |  |  |  | Substation Upgrade Costs
Conceptual level cost information to be provided by the D planner |  |  |  | Conceptual level cost information to be provided by the D planner
Feeder Upgrade Costs | $ |  |  | Substation Upgrade Costs | $
Customer Cost Allocation | $ |  |  | Customer Cost Allocation | $
Scope of Work |  |  |  | Scope of Work
Note on E14: Broers, Niels: - Assume .9 PF - Default is the load from the PreScreen. Enter new load if applicable.
Note on E26: Broers, Niels: - Assume .9 PF - Default is the load from the PreScreen. Enter new load if applicable.

## Study Review
Energy Study Review Date |  |  | day-month-year | day-month-year
Comment # | Sheet Name | Cell Reference | FIRST Review - by NAME EMAIL TEL | RESPONSE to First Review - by NAME EMAIL TEL
1 | Study Review | E1 | Please input the date of your response to review comments.
2 | Study Review | E2 | Please input your contact information.
3
4
5
6
7
8
9
10
11
12
13
14
15
16
17
18
19
20
21
22
23
24
25

## BC Hydro Peak Demand Calcs (hidden)
Copy/paste hourly results from your energy modelling software for the whole year (8760 hours). | [7 empty] | January | February | March | April | May | June | July | August | September | October | November | December
Only fill white double-bordered cells. |  |  |  |  | BC Hydro Peak Electric Demand (kW) | 0 |  | 1 | 2 | 3 | 4 | 5 | 6 | 7 | 8 | 9 | 10 | 11 | 12 | Annual Electric | Annual Fuel
Input energy end use name in row 13. | [5 empty] | 0 | Electric kWh/month | 0 | 0 | 0 | 0 | 0 | 0 | 0 | 0 | 0 | 0 | 0 | 0 | 0
For each energy end use, select the right energy source (electric / fuel) in row 12. |  |  |  |  | Annual Peak Electric Demand (kW) | 0 | Electric Max kW/month | 0 | 0 | 0 | 0 | 0 | 0 | 0 | 0 | 0 | 0 | 0 | 0 | 0
Make sure that hourly results of energy end uses in this sheet are all in ( kW ) |  |  |  |  | Annual Average Electric Demand (kW) | 0
Input outdoor air dry bulb temperature from the energy model in ( C ) in column "D". | [5 empty] | 0 | Fuel ekWh/month | 0 | 0 | 0 | 0 | 0 | 0 | 0 | 0 | 0 | 0 | 0 | 0 |  | 0
[6 empty] | 0 | Fuel GJ/month | 0 | 0 | 0 | 0 | 0 | 0 | 0 | 0 | 0 | 0 | 0 | 0 |  | 0
| Annual | Maximum | 0 | 0 | 0 | 0 | 0 | 0 | 0 | 0 | 0 | 0 | 0 | 0 | 0 | 0 | 0 | 0 | 0 | 0 | 0 | Annual | Maximum
| Annual | Average | #DIV/0! | #DIV/0! | #DIV/0! | #DIV/0! | #DIV/0! | #DIV/0! | #DIV/0! | #DIV/0! | #DIV/0! | #DIV/0! | #DIV/0! | #DIV/0! | #DIV/0! | #DIV/0! | #DIV/0! | #DIV/0! | #DIV/0! | 0 | 0 | Annual | Average
| Annual | Minimum | 0 | 0 | 0 | 0 | 0 | 0 | 0 | 0 | 0 | 0 | 0 | 0 | 0 | 0 | 0 | 0 | 0 | 0 | 0 | Annual | Minimum
| Annual | TOTAL | 0 | 0 | 0 | 0 | 0 | 0 | 0 | 0 | 0 | 0 | 0 | 0 | 0 | 0 | 0 | 0 | 0 | 0 | 0 | Annual | TOTAL
|  |  | Select Energy Source ===>>> | Electric | Electric | Electric | Electric | Electric | Electric | Electric | Electric | Electric | Electric | Fuel | Fuel | Fuel | Fuel | Fuel | Fuel | Electric | Fuel
Month | Day | Hour | Outdoor air dry bulb temperature ( C ) | Input energy end use name 1 | Input energy end use name 2 | Input energy end use name 3 | Input energy end use name 4 | Input energy end use name 5 | Input energy end use name 6 | Input energy end use name 7 | Input energy end use name 8 | Input energy end use name 9 | Input energy end use name 10 | Input energy end use name 11 | Input energy end use name 12 | Input energy end use name 13 | Input energy end use name 14 | Input energy end use name 15 | Input energy end use name 16 | Total Electric | Total Fuel
1 | 1 | 1 | [17 empty] | 0 | 0
1 | 1 | 2 | [17 empty] | 0 | 0
1 | 1 | 3 | [17 empty] | 0 | 0
1 | 1 | 4 | [17 empty] | 0 | 0
1 | 1 | 5 | [17 empty] | 0 | 0
1 | 1 | 6 | [17 empty] | 0 | 0
1 | 1 | 7 | [17 empty] | 0 | 0
1 | 1 | 8 | [17 empty] | 0 | 0
1 | 1 | 9 | [17 empty] | 0 | 0
1 | 1 | 10 | [17 empty] | 0 | 0
1 | 1 | 11 | [17 empty] | 0 | 0
1 | 1 | 12 | [17 empty] | 0 | 0
1 | 1 | 13 | [17 empty] | 0 | 0
1 | 1 | 14 | [17 empty] | 0 | 0
1 | 1 | 15 | [17 empty] | 0 | 0
1 | 1 | 16 | [17 empty] | 0 | 0
1 | 1 | 17 | [17 empty] | 0 | 0
1 | 1 | 18 | [17 empty] | 0 | 0
1 | 1 | 19 | [17 empty] | 0 | 0
1 | 1 | 20 | [17 empty] | 0 | 0
1 | 1 | 21 | [17 empty] | 0 | 0
1 | 1 | 22 | [17 empty] | 0 | 0
1 | 1 | 23 | [17 empty] | 0 | 0
1 | 1 | 24 | [17 empty] | 0 | 0
1 | 2 | 1 | [17 empty] | 0 | 0
1 | 2 | 2 | [17 empty] | 0 | 0
1 | 2 | 3 | [17 empty] | 0 | 0
1 | 2 | 4 | [17 empty] | 0 | 0
1 | 2 | 5 | [17 empty] | 0 | 0
1 | 2 | 6 | [17 empty] | 0 | 0
1 | 2 | 7 | [17 empty] | 0 | 0
1 | 2 | 8 | [17 empty] | 0 | 0
1 | 2 | 9 | [17 empty] | 0 | 0
1 | 2 | 10 | [17 empty] | 0 | 0
1 | 2 | 11 | [17 empty] | 0 | 0
1 | 2 | 12 | [17 empty] | 0 | 0
1 | 2 | 13 | [17 empty] | 0 | 0
1 | 2 | 14 | [17 empty] | 0 | 0
1 | 2 | 15 | [17 empty] | 0 | 0
1 | 2 | 16 | [17 empty] | 0 | 0
1 | 2 | 17 | [17 empty] | 0 | 0
1 | 2 | 18 | [17 empty] | 0 | 0
1 | 2 | 19 | [17 empty] | 0 | 0
1 | 2 | 20 | [17 empty] | 0 | 0
1 | 2 | 21 | [17 empty] | 0 | 0
1 | 2 | 22 | [17 empty] | 0 | 0
1 | 2 | 23 | [17 empty] | 0 | 0
1 | 2 | 24 | [17 empty] | 0 | 0
1 | 3 | 1 | [17 empty] | 0 | 0
1 | 3 | 2 | [17 empty] | 0 | 0
1 | 3 | 3 | [17 empty] | 0 | 0
1 | 3 | 4 | [17 empty] | 0 | 0
1 | 3 | 5 | [17 empty] | 0 | 0
1 | 3 | 6 | [17 empty] | 0 | 0
1 | 3 | 7 | [17 empty] | 0 | 0
1 | 3 | 8 | [17 empty] | 0 | 0
1 | 3 | 9 | [17 empty] | 0 | 0
1 | 3 | 10 | [17 empty] | 0 | 0
1 | 3 | 11 | [17 empty] | 0 | 0
1 | 3 | 12 | [17 empty] | 0 | 0
1 | 3 | 13 | [17 empty] | 0 | 0
1 | 3 | 14 | [17 empty] | 0 | 0
1 | 3 | 15 | [17 empty] | 0 | 0
1 | 3 | 16 | [17 empty] | 0 | 0
1 | 3 | 17 | [17 empty] | 0 | 0
1 | 3 | 18 | [17 empty] | 0 | 0
1 | 3 | 19 | [17 empty] | 0 | 0
1 | 3 | 20 | [17 empty] | 0 | 0
1 | 3 | 21 | [17 empty] | 0 | 0
1 | 3 | 22 | [17 empty] | 0 | 0
1 | 3 | 23 | [17 empty] | 0 | 0
1 | 3 | 24 | [17 empty] | 0 | 0
1 | 4 | 1 | [17 empty] | 0 | 0
1 | 4 | 2 | [17 empty] | 0 | 0
1 | 4 | 3 | [17 empty] | 0 | 0
1 | 4 | 4 | [17 empty] | 0 | 0
1 | 4 | 5 | [17 empty] | 0 | 0
1 | 4 | 6 | [17 empty] | 0 | 0
1 | 4 | 7 | [17 empty] | 0 | 0
1 | 4 | 8 | [17 empty] | 0 | 0
1 | 4 | 9 | [17 empty] | 0 | 0
1 | 4 | 10 | [17 empty] | 0 | 0
1 | 4 | 11 | [17 empty] | 0 | 0
1 | 4 | 12 | [17 empty] | 0 | 0
1 | 4 | 13 | [17 empty] | 0 | 0
1 | 4 | 14 | [17 empty] | 0 | 0
1 | 4 | 15 | [17 empty] | 0 | 0
1 | 4 | 16 | [17 empty] | 0 | 0
1 | 4 | 17 | [17 empty] | 0 | 0
1 | 4 | 18 | [17 empty] | 0 | 0
1 | 4 | 19 | [17 empty] | 0 | 0
1 | 4 | 20 | [17 empty] | 0 | 0
1 | 4 | 21 | [17 empty] | 0 | 0
1 | 4 | 22 | [17 empty] | 0 | 0
1 | 4 | 23 | [17 empty] | 0 | 0
1 | 4 | 24 | [17 empty] | 0 | 0
1 | 5 | 1 | [17 empty] | 0 | 0
1 | 5 | 2 | [17 empty] | 0 | 0
1 | 5 | 3 | [17 empty] | 0 | 0
1 | 5 | 4 | [17 empty] | 0 | 0
1 | 5 | 5 | [17 empty] | 0 | 0
1 | 5 | 6 | [17 empty] | 0 | 0
1 | 5 | 7 | [17 empty] | 0 | 0
1 | 5 | 8 | [17 empty] | 0 | 0
1 | 5 | 9 | [17 empty] | 0 | 0
1 | 5 | 10 | [17 empty] | 0 | 0
1 | 5 | 11 | [17 empty] | 0 | 0
1 | 5 | 12 | [17 empty] | 0 | 0
1 | 5 | 13 | [17 empty] | 0 | 0
1 | 5 | 14 | [17 empty] | 0 | 0
1 | 5 | 15 | [17 empty] | 0 | 0
1 | 5 | 16 | [17 empty] | 0 | 0
1 | 5 | 17 | [17 empty] | 0 | 0
1 | 5 | 18 | [17 empty] | 0 | 0
1 | 5 | 19 | [17 empty] | 0 | 0
1 | 5 | 20 | [17 empty] | 0 | 0
1 | 5 | 21 | [17 empty] | 0 | 0
1 | 5 | 22 | [17 empty] | 0 | 0
1 | 5 | 23 | [17 empty] | 0 | 0
1 | 5 | 24 | [17 empty] | 0 | 0
1 | 6 | 1 | [17 empty] | 0 | 0
1 | 6 | 2 | [17 empty] | 0 | 0
1 | 6 | 3 | [17 empty] | 0 | 0
1 | 6 | 4 | [17 empty] | 0 | 0
1 | 6 | 5 | [17 empty] | 0 | 0
1 | 6 | 6 | [17 empty] | 0 | 0
1 | 6 | 7 | [17 empty] | 0 | 0
1 | 6 | 8 | [17 empty] | 0 | 0
1 | 6 | 9 | [17 empty] | 0 | 0
1 | 6 | 10 | [17 empty] | 0 | 0
1 | 6 | 11 | [17 empty] | 0 | 0
1 | 6 | 12 | [17 empty] | 0 | 0
1 | 6 | 13 | [17 empty] | 0 | 0
1 | 6 | 14 | [17 empty] | 0 | 0
1 | 6 | 15 | [17 empty] | 0 | 0
1 | 6 | 16 | [17 empty] | 0 | 0
1 | 6 | 17 | [17 empty] | 0 | 0
1 | 6 | 18 | [17 empty] | 0 | 0
1 | 6 | 19 | [17 empty] | 0 | 0
1 | 6 | 20 | [17 empty] | 0 | 0
1 | 6 | 21 | [17 empty] | 0 | 0
1 | 6 | 22 | [17 empty] | 0 | 0
1 | 6 | 23 | [17 empty] | 0 | 0
1 | 6 | 24 | [17 empty] | 0 | 0
1 | 7 | 1 | [17 empty] | 0 | 0
1 | 7 | 2 | [17 empty] | 0 | 0
1 | 7 | 3 | [17 empty] | 0 | 0
1 | 7 | 4 | [17 empty] | 0 | 0
1 | 7 | 5 | [17 empty] | 0 | 0
1 | 7 | 6 | [17 empty] | 0 | 0
1 | 7 | 7 | [17 empty] | 0 | 0
1 | 7 | 8 | [17 empty] | 0 | 0
1 | 7 | 9 | [17 empty] | 0 | 0
1 | 7 | 10 | [17 empty] | 0 | 0
1 | 7 | 11 | [17 empty] | 0 | 0
1 | 7 | 12 | [17 empty] | 0 | 0
1 | 7 | 13 | [17 empty] | 0 | 0
1 | 7 | 14 | [17 empty] | 0 | 0
1 | 7 | 15 | [17 empty] | 0 | 0
1 | 7 | 16 | [17 empty] | 0 | 0
1 | 7 | 17 | [17 empty] | 0 | 0
1 | 7 | 18 | [17 empty] | 0 | 0
1 | 7 | 19 | [17 empty] | 0 | 0
1 | 7 | 20 | [17 empty] | 0 | 0
1 | 7 | 21 | [17 empty] | 0 | 0
1 | 7 | 22 | [17 empty] | 0 | 0
1 | 7 | 23 | [17 empty] | 0 | 0
1 | 7 | 24 | [17 empty] | 0 | 0
1 | 8 | 1 | [17 empty] | 0 | 0
1 | 8 | 2 | [17 empty] | 0 | 0
1 | 8 | 3 | [17 empty] | 0 | 0
1 | 8 | 4 | [17 empty] | 0 | 0
1 | 8 | 5 | [17 empty] | 0 | 0
1 | 8 | 6 | [17 empty] | 0 | 0
1 | 8 | 7 | [17 empty] | 0 | 0
1 | 8 | 8 | [17 empty] | 0 | 0
1 | 8 | 9 | [17 empty] | 0 | 0
1 | 8 | 10 | [17 empty] | 0 | 0
1 | 8 | 11 | [17 empty] | 0 | 0
1 | 8 | 12 | [17 empty] | 0 | 0
1 | 8 | 13 | [17 empty] | 0 | 0
1 | 8 | 14 | [17 empty] | 0 | 0
1 | 8 | 15 | [17 empty] | 0 | 0
1 | 8 | 16 | [17 empty] | 0 | 0
1 | 8 | 17 | [17 empty] | 0 | 0
1 | 8 | 18 | [17 empty] | 0 | 0
1 | 8 | 19 | [17 empty] | 0 | 0
1 | 8 | 20 | [17 empty] | 0 | 0
1 | 8 | 21 | [17 empty] | 0 | 0
1 | 8 | 22 | [17 empty] | 0 | 0
1 | 8 | 23 | [17 empty] | 0 | 0
1 | 8 | 24 | [17 empty] | 0 | 0
1 | 9 | 1 | [17 empty] | 0 | 0
1 | 9 | 2 | [17 empty] | 0 | 0
1 | 9 | 3 | [17 empty] | 0 | 0
1 | 9 | 4 | [17 empty] | 0 | 0
1 | 9 | 5 | [17 empty] | 0 | 0
1 | 9 | 6 | [17 empty] | 0 | 0
1 | 9 | 7 | [17 empty] | 0 | 0
1 | 9 | 8 | [17 empty] | 0 | 0
1 | 9 | 9 | [17 empty] | 0 | 0
1 | 9 | 10 | [17 empty] | 0 | 0
1 | 9 | 11 | [17 empty] | 0 | 0
1 | 9 | 12 | [17 empty] | 0 | 0
1 | 9 | 13 | [17 empty] | 0 | 0
1 | 9 | 14 | [17 empty] | 0 | 0
1 | 9 | 15 | [17 empty] | 0 | 0
1 | 9 | 16 | [17 empty] | 0 | 0
1 | 9 | 17 | [17 empty] | 0 | 0
1 | 9 | 18 | [17 empty] | 0 | 0
1 | 9 | 19 | [17 empty] | 0 | 0
1 | 9 | 20 | [17 empty] | 0 | 0
1 | 9 | 21 | [17 empty] | 0 | 0
1 | 9 | 22 | [17 empty] | 0 | 0
1 | 9 | 23 | [17 empty] | 0 | 0
1 | 9 | 24 | [17 empty] | 0 | 0
1 | 10 | 1 | [17 empty] | 0 | 0
1 | 10 | 2 | [17 empty] | 0 | 0
1 | 10 | 3 | [17 empty] | 0 | 0
1 | 10 | 4 | [17 empty] | 0 | 0
1 | 10 | 5 | [17 empty] | 0 | 0
1 | 10 | 6 | [17 empty] | 0 | 0
1 | 10 | 7 | [17 empty] | 0 | 0
1 | 10 | 8 | [17 empty] | 0 | 0
1 | 10 | 9 | [17 empty] | 0 | 0
1 | 10 | 10 | [17 empty] | 0 | 0
1 | 10 | 11 | [17 empty] | 0 | 0
1 | 10 | 12 | [17 empty] | 0 | 0
1 | 10 | 13 | [17 empty] | 0 | 0
1 | 10 | 14 | [17 empty] | 0 | 0
1 | 10 | 15 | [17 empty] | 0 | 0
1 | 10 | 16 | [17 empty] | 0 | 0
1 | 10 | 17 | [17 empty] | 0 | 0
1 | 10 | 18 | [17 empty] | 0 | 0
1 | 10 | 19 | [17 empty] | 0 | 0
1 | 10 | 20 | [17 empty] | 0 | 0
1 | 10 | 21 | [17 empty] | 0 | 0
1 | 10 | 22 | [17 empty] | 0 | 0
1 | 10 | 23 | [17 empty] | 0 | 0
1 | 10 | 24 | [17 empty] | 0 | 0
1 | 11 | 1 | [17 empty] | 0 | 0
1 | 11 | 2 | [17 empty] | 0 | 0
1 | 11 | 3 | [17 empty] | 0 | 0
1 | 11 | 4 | [17 empty] | 0 | 0
1 | 11 | 5 | [17 empty] | 0 | 0
1 | 11 | 6 | [17 empty] | 0 | 0
1 | 11 | 7 | [17 empty] | 0 | 0
1 | 11 | 8 | [17 empty] | 0 | 0
1 | 11 | 9 | [17 empty] | 0 | 0
1 | 11 | 10 | [17 empty] | 0 | 0
1 | 11 | 11 | [17 empty] | 0 | 0
1 | 11 | 12 | [17 empty] | 0 | 0
1 | 11 | 13 | [17 empty] | 0 | 0
1 | 11 | 14 | [17 empty] | 0 | 0
1 | 11 | 15 | [17 empty] | 0 | 0
1 | 11 | 16 | [17 empty] | 0 | 0
1 | 11 | 17 | [17 empty] | 0 | 0
1 | 11 | 18 | [17 empty] | 0 | 0
1 | 11 | 19 | [17 empty] | 0 | 0
1 | 11 | 20 | [17 empty] | 0 | 0
1 | 11 | 21 | [17 empty] | 0 | 0
1 | 11 | 22 | [17 empty] | 0 | 0
1 | 11 | 23 | [17 empty] | 0 | 0
1 | 11 | 24 | [17 empty] | 0 | 0
1 | 12 | 1 | [17 empty] | 0 | 0
1 | 12 | 2 | [17 empty] | 0 | 0
1 | 12 | 3 | [17 empty] | 0 | 0
1 | 12 | 4 | [17 empty] | 0 | 0
1 | 12 | 5 | [17 empty] | 0 | 0
1 | 12 | 6 | [17 empty] | 0 | 0
1 | 12 | 7 | [17 empty] | 0 | 0
1 | 12 | 8 | [17 empty] | 0 | 0
1 | 12 | 9 | [17 empty] | 0 | 0
1 | 12 | 10 | [17 empty] | 0 | 0
1 | 12 | 11 | [17 empty] | 0 | 0
1 | 12 | 12 | [17 empty] | 0 | 0
1 | 12 | 13 | [17 empty] | 0 | 0
1 | 12 | 14 | [17 empty] | 0 | 0
1 | 12 | 15 | [17 empty] | 0 | 0
1 | 12 | 16 | [17 empty] | 0 | 0
1 | 12 | 17 | [17 empty] | 0 | 0
1 | 12 | 18 | [17 empty] | 0 | 0
1 | 12 | 19 | [17 empty] | 0 | 0
1 | 12 | 20 | [17 empty] | 0 | 0
1 | 12 | 21 | [17 empty] | 0 | 0
1 | 12 | 22 | [17 empty] | 0 | 0
1 | 12 | 23 | [17 empty] | 0 | 0
1 | 12 | 24 | [17 empty] | 0 | 0
1 | 13 | 1 | [17 empty] | 0 | 0
1 | 13 | 2 | [17 empty] | 0 | 0
1 | 13 | 3 | [17 empty] | 0 | 0
1 | 13 | 4 | [17 empty] | 0 | 0
1 | 13 | 5 | [17 empty] | 0 | 0
1 | 13 | 6 | [17 empty] | 0 | 0
1 | 13 | 7 | [17 empty] | 0 | 0
1 | 13 | 8 | [17 empty] | 0 | 0
1 | 13 | 9 | [17 empty] | 0 | 0
1 | 13 | 10 | [17 empty] | 0 | 0
1 | 13 | 11 | [17 empty] | 0 | 0
1 | 13 | 12 | [17 empty] | 0 | 0
1 | 13 | 13 | [17 empty] | 0 | 0
1 | 13 | 14 | [17 empty] | 0 | 0
1 | 13 | 15 | [17 empty] | 0 | 0
1 | 13 | 16 | [17 empty] | 0 | 0
1 | 13 | 17 | [17 empty] | 0 | 0
1 | 13 | 18 | [17 empty] | 0 | 0
1 | 13 | 19 | [17 empty] | 0 | 0
1 | 13 | 20 | [17 empty] | 0 | 0
1 | 13 | 21 | [17 empty] | 0 | 0
1 | 13 | 22 | [17 empty] | 0 | 0
1 | 13 | 23 | [17 empty] | 0 | 0
1 | 13 | 24 | [17 empty] | 0 | 0
1 | 14 | 1 | [17 empty] | 0 | 0
1 | 14 | 2 | [17 empty] | 0 | 0
1 | 14 | 3 | [17 empty] | 0 | 0
1 | 14 | 4 | [17 empty] | 0 | 0
1 | 14 | 5 | [17 empty] | 0 | 0
1 | 14 | 6 | [17 empty] | 0 | 0
1 | 14 | 7 | [17 empty] | 0 | 0
1 | 14 | 8 | [17 empty] | 0 | 0
1 | 14 | 9 | [17 empty] | 0 | 0
1 | 14 | 10 | [17 empty] | 0 | 0
1 | 14 | 11 | [17 empty] | 0 | 0
1 | 14 | 12 | [17 empty] | 0 | 0
1 | 14 | 13 | [17 empty] | 0 | 0
1 | 14 | 14 | [17 empty] | 0 | 0
1 | 14 | 15 | [17 empty] | 0 | 0
1 | 14 | 16 | [17 empty] | 0 | 0
1 | 14 | 17 | [17 empty] | 0 | 0
1 | 14 | 18 | [17 empty] | 0 | 0
1 | 14 | 19 | [17 empty] | 0 | 0
1 | 14 | 20 | [17 empty] | 0 | 0
1 | 14 | 21 | [17 empty] | 0 | 0
1 | 14 | 22 | [17 empty] | 0 | 0
1 | 14 | 23 | [17 empty] | 0 | 0
1 | 14 | 24 | [17 empty] | 0 | 0
1 | 15 | 1 | [17 empty] | 0 | 0
1 | 15 | 2 | [17 empty] | 0 | 0
1 | 15 | 3 | [17 empty] | 0 | 0
1 | 15 | 4 | [17 empty] | 0 | 0
1 | 15 | 5 | [17 empty] | 0 | 0
1 | 15 | 6 | [17 empty] | 0 | 0
1 | 15 | 7 | [17 empty] | 0 | 0
1 | 15 | 8 | [17 empty] | 0 | 0
1 | 15 | 9 | [17 empty] | 0 | 0
1 | 15 | 10 | [17 empty] | 0 | 0
1 | 15 | 11 | [17 empty] | 0 | 0
1 | 15 | 12 | [17 empty] | 0 | 0
1 | 15 | 13 | [17 empty] | 0 | 0
1 | 15 | 14 | [17 empty] | 0 | 0
1 | 15 | 15 | [17 empty] | 0 | 0
1 | 15 | 16 | [17 empty] | 0 | 0
1 | 15 | 17 | [17 empty] | 0 | 0
1 | 15 | 18 | [17 empty] | 0 | 0
1 | 15 | 19 | [17 empty] | 0 | 0
1 | 15 | 20 | [17 empty] | 0 | 0
1 | 15 | 21 | [17 empty] | 0 | 0
1 | 15 | 22 | [17 empty] | 0 | 0
1 | 15 | 23 | [17 empty] | 0 | 0
1 | 15 | 24 | [17 empty] | 0 | 0
1 | 16 | 1 | [17 empty] | 0 | 0
1 | 16 | 2 | [17 empty] | 0 | 0
1 | 16 | 3 | [17 empty] | 0 | 0
1 | 16 | 4 | [17 empty] | 0 | 0
1 | 16 | 5 | [17 empty] | 0 | 0
1 | 16 | 6 | [17 empty] | 0 | 0
1 | 16 | 7 | [17 empty] | 0 | 0
1 | 16 | 8 | [17 empty] | 0 | 0
1 | 16 | 9 | [17 empty] | 0 | 0
1 | 16 | 10 | [17 empty] | 0 | 0
1 | 16 | 11 | [17 empty] | 0 | 0
1 | 16 | 12 | [17 empty] | 0 | 0
1 | 16 | 13 | [17 empty] | 0 | 0
1 | 16 | 14 | [17 empty] | 0 | 0
1 | 16 | 15 | [17 empty] | 0 | 0
1 | 16 | 16 | [17 empty] | 0 | 0
1 | 16 | 17 | [17 empty] | 0 | 0
1 | 16 | 18 | [17 empty] | 0 | 0
1 | 16 | 19 | [17 empty] | 0 | 0
1 | 16 | 20 | [17 empty] | 0 | 0
1 | 16 | 21 | [17 empty] | 0 | 0
1 | 16 | 22 | [17 empty] | 0 | 0
1 | 16 | 23 | [17 empty] | 0 | 0
1 | 16 | 24 | [17 empty] | 0 | 0
1 | 17 | 1 | [17 empty] | 0 | 0
1 | 17 | 2 | [17 empty] | 0 | 0
1 | 17 | 3 | [17 empty] | 0 | 0
1 | 17 | 4 | [17 empty] | 0 | 0
1 | 17 | 5 | [17 empty] | 0 | 0
1 | 17 | 6 | [17 empty] | 0 | 0
1 | 17 | 7 | [17 empty] | 0 | 0
1 | 17 | 8 | [17 empty] | 0 | 0
1 | 17 | 9 | [17 empty] | 0 | 0
1 | 17 | 10 | [17 empty] | 0 | 0
1 | 17 | 11 | [17 empty] | 0 | 0
1 | 17 | 12 | [17 empty] | 0 | 0
1 | 17 | 13 | [17 empty] | 0 | 0
1 | 17 | 14 | [17 empty] | 0 | 0
1 | 17 | 15 | [17 empty] | 0 | 0
1 | 17 | 16 | [17 empty] | 0 | 0
1 | 17 | 17 | [17 empty] | 0 | 0
1 | 17 | 18 | [17 empty] | 0 | 0
1 | 17 | 19 | [17 empty] | 0 | 0
1 | 17 | 20 | [17 empty] | 0 | 0
1 | 17 | 21 | [17 empty] | 0 | 0
1 | 17 | 22 | [17 empty] | 0 | 0
1 | 17 | 23 | [17 empty] | 0 | 0
1 | 17 | 24 | [17 empty] | 0 | 0
1 | 18 | 1 | [17 empty] | 0 | 0
1 | 18 | 2 | [17 empty] | 0 | 0
1 | 18 | 3 | [17 empty] | 0 | 0
1 | 18 | 4 | [17 empty] | 0 | 0
1 | 18 | 5 | [17 empty] | 0 | 0
1 | 18 | 6 | [17 empty] | 0 | 0
1 | 18 | 7 | [17 empty] | 0 | 0
1 | 18 | 8 | [17 empty] | 0 | 0
1 | 18 | 9 | [17 empty] | 0 | 0
1 | 18 | 10 | [17 empty] | 0 | 0
1 | 18 | 11 | [17 empty] | 0 | 0
1 | 18 | 12 | [17 empty] | 0 | 0
1 | 18 | 13 | [17 empty] | 0 | 0
1 | 18 | 14 | [17 empty] | 0 | 0
1 | 18 | 15 | [17 empty] | 0 | 0
1 | 18 | 16 | [17 empty] | 0 | 0
1 | 18 | 17 | [17 empty] | 0 | 0
1 | 18 | 18 | [17 empty] | 0 | 0
1 | 18 | 19 | [17 empty] | 0 | 0
1 | 18 | 20 | [17 empty] | 0 | 0
1 | 18 | 21 | [17 empty] | 0 | 0
1 | 18 | 22 | [17 empty] | 0 | 0
1 | 18 | 23 | [17 empty] | 0 | 0
1 | 18 | 24 | [17 empty] | 0 | 0
1 | 19 | 1 | [17 empty] | 0 | 0
1 | 19 | 2 | [17 empty] | 0 | 0
1 | 19 | 3 | [17 empty] | 0 | 0
1 | 19 | 4 | [17 empty] | 0 | 0
1 | 19 | 5 | [17 empty] | 0 | 0
1 | 19 | 6 | [17 empty] | 0 | 0
1 | 19 | 7 | [17 empty] | 0 | 0
1 | 19 | 8 | [17 empty] | 0 | 0
1 | 19 | 9 | [17 empty] | 0 | 0
1 | 19 | 10 | [17 empty] | 0 | 0
1 | 19 | 11 | [17 empty] | 0 | 0
1 | 19 | 12 | [17 empty] | 0 | 0
1 | 19 | 13 | [17 empty] | 0 | 0
1 | 19 | 14 | [17 empty] | 0 | 0
1 | 19 | 15 | [17 empty] | 0 | 0
1 | 19 | 16 | [17 empty] | 0 | 0
1 | 19 | 17 | [17 empty] | 0 | 0
1 | 19 | 18 | [17 empty] | 0 | 0
1 | 19 | 19 | [17 empty] | 0 | 0
1 | 19 | 20 | [17 empty] | 0 | 0
1 | 19 | 21 | [17 empty] | 0 | 0
1 | 19 | 22 | [17 empty] | 0 | 0
1 | 19 | 23 | [17 empty] | 0 | 0
1 | 19 | 24 | [17 empty] | 0 | 0
1 | 20 | 1 | [17 empty] | 0 | 0
1 | 20 | 2 | [17 empty] | 0 | 0
1 | 20 | 3 | [17 empty] | 0 | 0
1 | 20 | 4 | [17 empty] | 0 | 0
1 | 20 | 5 | [17 empty] | 0 | 0
1 | 20 | 6 | [17 empty] | 0 | 0
1 | 20 | 7 | [17 empty] | 0 | 0
1 | 20 | 8 | [17 empty] | 0 | 0
1 | 20 | 9 | [17 empty] | 0 | 0
1 | 20 | 10 | [17 empty] | 0 | 0
1 | 20 | 11 | [17 empty] | 0 | 0
1 | 20 | 12 | [17 empty] | 0 | 0
1 | 20 | 13 | [17 empty] | 0 | 0
1 | 20 | 14 | [17 empty] | 0 | 0
1 | 20 | 15 | [17 empty] | 0 | 0
1 | 20 | 16 | [17 empty] | 0 | 0
1 | 20 | 17 | [17 empty] | 0 | 0
1 | 20 | 18 | [17 empty] | 0 | 0
1 | 20 | 19 | [17 empty] | 0 | 0
1 | 20 | 20 | [17 empty] | 0 | 0
1 | 20 | 21 | [17 empty] | 0 | 0
1 | 20 | 22 | [17 empty] | 0 | 0
1 | 20 | 23 | [17 empty] | 0 | 0
1 | 20 | 24 | [17 empty] | 0 | 0
1 | 21 | 1 | [17 empty] | 0 | 0
1 | 21 | 2 | [17 empty] | 0 | 0
1 | 21 | 3 | [17 empty] | 0 | 0
1 | 21 | 4 | [17 empty] | 0 | 0
1 | 21 | 5 | [17 empty] | 0 | 0
1 | 21 | 6 | [17 empty] | 0 | 0
1 | 21 | 7 | [17 empty] | 0 | 0
1 | 21 | 8 | [17 empty] | 0 | 0
1 | 21 | 9 | [17 empty] | 0 | 0
1 | 21 | 10 | [17 empty] | 0 | 0
1 | 21 | 11 | [17 empty] | 0 | 0
1 | 21 | 12 | [17 empty] | 0 | 0
1 | 21 | 13 | [17 empty] | 0 | 0
1 | 21 | 14 | [17 empty] | 0 | 0
1 | 21 | 15 | [17 empty] | 0 | 0
1 | 21 | 16 | [17 empty] | 0 | 0
1 | 21 | 17 | [17 empty] | 0 | 0
1 | 21 | 18 | [17 empty] | 0 | 0
1 | 21 | 19 | [17 empty] | 0 | 0
1 | 21 | 20 | [17 empty] | 0 | 0
1 | 21 | 21 | [17 empty] | 0 | 0
1 | 21 | 22 | [17 empty] | 0 | 0
1 | 21 | 23 | [17 empty] | 0 | 0
1 | 21 | 24 | [17 empty] | 0 | 0
1 | 22 | 1 | [17 empty] | 0 | 0
1 | 22 | 2 | [17 empty] | 0 | 0
1 | 22 | 3 | [17 empty] | 0 | 0
1 | 22 | 4 | [17 empty] | 0 | 0
1 | 22 | 5 | [17 empty] | 0 | 0
1 | 22 | 6 | [17 empty] | 0 | 0
1 | 22 | 7 | [17 empty] | 0 | 0
1 | 22 | 8 | [17 empty] | 0 | 0
1 | 22 | 9 | [17 empty] | 0 | 0
1 | 22 | 10 | [17 empty] | 0 | 0
1 | 22 | 11 | [17 empty] | 0 | 0
1 | 22 | 12 | [17 empty] | 0 | 0
1 | 22 | 13 | [17 empty] | 0 | 0
1 | 22 | 14 | [17 empty] | 0 | 0
1 | 22 | 15 | [17 empty] | 0 | 0
1 | 22 | 16 | [17 empty] | 0 | 0
1 | 22 | 17 | [17 empty] | 0 | 0
1 | 22 | 18 | [17 empty] | 0 | 0
1 | 22 | 19 | [17 empty] | 0 | 0
1 | 22 | 20 | [17 empty] | 0 | 0
1 | 22 | 21 | [17 empty] | 0 | 0
1 | 22 | 22 | [17 empty] | 0 | 0
1 | 22 | 23 | [17 empty] | 0 | 0
1 | 22 | 24 | [17 empty] | 0 | 0
1 | 23 | 1 | [17 empty] | 0 | 0
1 | 23 | 2 | [17 empty] | 0 | 0
1 | 23 | 3 | [17 empty] | 0 | 0
1 | 23 | 4 | [17 empty] | 0 | 0
1 | 23 | 5 | [17 empty] | 0 | 0
1 | 23 | 6 | [17 empty] | 0 | 0
1 | 23 | 7 | [17 empty] | 0 | 0
1 | 23 | 8 | [17 empty] | 0 | 0
1 | 23 | 9 | [17 empty] | 0 | 0
1 | 23 | 10 | [17 empty] | 0 | 0
1 | 23 | 11 | [17 empty] | 0 | 0
1 | 23 | 12 | [17 empty] | 0 | 0
1 | 23 | 13 | [17 empty] | 0 | 0
1 | 23 | 14 | [17 empty] | 0 | 0
1 | 23 | 15 | [17 empty] | 0 | 0
1 | 23 | 16 | [17 empty] | 0 | 0
1 | 23 | 17 | [17 empty] | 0 | 0
1 | 23 | 18 | [17 empty] | 0 | 0
1 | 23 | 19 | [17 empty] | 0 | 0
1 | 23 | 20 | [17 empty] | 0 | 0
1 | 23 | 21 | [17 empty] | 0 | 0
1 | 23 | 22 | [17 empty] | 0 | 0
1 | 23 | 23 | [17 empty] | 0 | 0
1 | 23 | 24 | [17 empty] | 0 | 0
1 | 24 | 1 | [17 empty] | 0 | 0
1 | 24 | 2 | [17 empty] | 0 | 0
1 | 24 | 3 | [17 empty] | 0 | 0
1 | 24 | 4 | [17 empty] | 0 | 0
1 | 24 | 5 | [17 empty] | 0 | 0
1 | 24 | 6 | [17 empty] | 0 | 0
1 | 24 | 7 | [17 empty] | 0 | 0
1 | 24 | 8 | [17 empty] | 0 | 0
1 | 24 | 9 | [17 empty] | 0 | 0
1 | 24 | 10 | [17 empty] | 0 | 0
1 | 24 | 11 | [17 empty] | 0 | 0
1 | 24 | 12 | [17 empty] | 0 | 0
1 | 24 | 13 | [17 empty] | 0 | 0
1 | 24 | 14 | [17 empty] | 0 | 0
1 | 24 | 15 | [17 empty] | 0 | 0
1 | 24 | 16 | [17 empty] | 0 | 0
1 | 24 | 17 | [17 empty] | 0 | 0
1 | 24 | 18 | [17 empty] | 0 | 0
1 | 24 | 19 | [17 empty] | 0 | 0
1 | 24 | 20 | [17 empty] | 0 | 0
1 | 24 | 21 | [17 empty] | 0 | 0
1 | 24 | 22 | [17 empty] | 0 | 0
1 | 24 | 23 | [17 empty] | 0 | 0
1 | 24 | 24 | [17 empty] | 0 | 0
1 | 25 | 1 | [17 empty] | 0 | 0
1 | 25 | 2 | [17 empty] | 0 | 0
1 | 25 | 3 | [17 empty] | 0 | 0
1 | 25 | 4 | [17 empty] | 0 | 0
1 | 25 | 5 | [17 empty] | 0 | 0
1 | 25 | 6 | [17 empty] | 0 | 0
1 | 25 | 7 | [17 empty] | 0 | 0
1 | 25 | 8 | [17 empty] | 0 | 0
1 | 25 | 9 | [17 empty] | 0 | 0
1 | 25 | 10 | [17 empty] | 0 | 0
1 | 25 | 11 | [17 empty] | 0 | 0
1 | 25 | 12 | [17 empty] | 0 | 0
1 | 25 | 13 | [17 empty] | 0 | 0
1 | 25 | 14 | [17 empty] | 0 | 0
1 | 25 | 15 | [17 empty] | 0 | 0
1 | 25 | 16 | [17 empty] | 0 | 0
1 | 25 | 17 | [17 empty] | 0 | 0
1 | 25 | 18 | [17 empty] | 0 | 0
1 | 25 | 19 | [17 empty] | 0 | 0
1 | 25 | 20 | [17 empty] | 0 | 0
1 | 25 | 21 | [17 empty] | 0 | 0
1 | 25 | 22 | [17 empty] | 0 | 0
1 | 25 | 23 | [17 empty] | 0 | 0
1 | 25 | 24 | [17 empty] | 0 | 0
1 | 26 | 1 | [17 empty] | 0 | 0
1 | 26 | 2 | [17 empty] | 0 | 0
1 | 26 | 3 | [17 empty] | 0 | 0
1 | 26 | 4 | [17 empty] | 0 | 0
1 | 26 | 5 | [17 empty] | 0 | 0
1 | 26 | 6 | [17 empty] | 0 | 0
1 | 26 | 7 | [17 empty] | 0 | 0
1 | 26 | 8 | [17 empty] | 0 | 0
1 | 26 | 9 | [17 empty] | 0 | 0
1 | 26 | 10 | [17 empty] | 0 | 0
1 | 26 | 11 | [17 empty] | 0 | 0
1 | 26 | 12 | [17 empty] | 0 | 0
1 | 26 | 13 | [17 empty] | 0 | 0
1 | 26 | 14 | [17 empty] | 0 | 0
1 | 26 | 15 | [17 empty] | 0 | 0
1 | 26 | 16 | [17 empty] | 0 | 0
1 | 26 | 17 | [17 empty] | 0 | 0
1 | 26 | 18 | [17 empty] | 0 | 0
1 | 26 | 19 | [17 empty] | 0 | 0
1 | 26 | 20 | [17 empty] | 0 | 0
1 | 26 | 21 | [17 empty] | 0 | 0
1 | 26 | 22 | [17 empty] | 0 | 0
1 | 26 | 23 | [17 empty] | 0 | 0
1 | 26 | 24 | [17 empty] | 0 | 0
1 | 27 | 1 | [17 empty] | 0 | 0
1 | 27 | 2 | [17 empty] | 0 | 0
1 | 27 | 3 | [17 empty] | 0 | 0
1 | 27 | 4 | [17 empty] | 0 | 0
1 | 27 | 5 | [17 empty] | 0 | 0
1 | 27 | 6 | [17 empty] | 0 | 0
1 | 27 | 7 | [17 empty] | 0 | 0
1 | 27 | 8 | [17 empty] | 0 | 0
1 | 27 | 9 | [17 empty] | 0 | 0
1 | 27 | 10 | [17 empty] | 0 | 0
1 | 27 | 11 | [17 empty] | 0 | 0
1 | 27 | 12 | [17 empty] | 0 | 0
1 | 27 | 13 | [17 empty] | 0 | 0
1 | 27 | 14 | [17 empty] | 0 | 0
1 | 27 | 15 | [17 empty] | 0 | 0
1 | 27 | 16 | [17 empty] | 0 | 0
1 | 27 | 17 | [17 empty] | 0 | 0
1 | 27 | 18 | [17 empty] | 0 | 0
1 | 27 | 19 | [17 empty] | 0 | 0
1 | 27 | 20 | [17 empty] | 0 | 0
1 | 27 | 21 | [17 empty] | 0 | 0
1 | 27 | 22 | [17 empty] | 0 | 0
1 | 27 | 23 | [17 empty] | 0 | 0
1 | 27 | 24 | [17 empty] | 0 | 0
1 | 28 | 1 | [17 empty] | 0 | 0
1 | 28 | 2 | [17 empty] | 0 | 0
1 | 28 | 3 | [17 empty] | 0 | 0
1 | 28 | 4 | [17 empty] | 0 | 0
1 | 28 | 5 | [17 empty] | 0 | 0
1 | 28 | 6 | [17 empty] | 0 | 0
1 | 28 | 7 | [17 empty] | 0 | 0
1 | 28 | 8 | [17 empty] | 0 | 0
1 | 28 | 9 | [17 empty] | 0 | 0
1 | 28 | 10 | [17 empty] | 0 | 0
1 | 28 | 11 | [17 empty] | 0 | 0
1 | 28 | 12 | [17 empty] | 0 | 0
1 | 28 | 13 | [17 empty] | 0 | 0
1 | 28 | 14 | [17 empty] | 0 | 0
1 | 28 | 15 | [17 empty] | 0 | 0
1 | 28 | 16 | [17 empty] | 0 | 0
1 | 28 | 17 | [17 empty] | 0 | 0
1 | 28 | 18 | [17 empty] | 0 | 0
1 | 28 | 19 | [17 empty] | 0 | 0
1 | 28 | 20 | [17 empty] | 0 | 0
1 | 28 | 21 | [17 empty] | 0 | 0
1 | 28 | 22 | [17 empty] | 0 | 0
1 | 28 | 23 | [17 empty] | 0 | 0
1 | 28 | 24 | [17 empty] | 0 | 0
1 | 29 | 1 | [17 empty] | 0 | 0
1 | 29 | 2 | [17 empty] | 0 | 0
1 | 29 | 3 | [17 empty] | 0 | 0
1 | 29 | 4 | [17 empty] | 0 | 0
1 | 29 | 5 | [17 empty] | 0 | 0
1 | 29 | 6 | [17 empty] | 0 | 0
1 | 29 | 7 | [17 empty] | 0 | 0
1 | 29 | 8 | [17 empty] | 0 | 0
1 | 29 | 9 | [17 empty] | 0 | 0
1 | 29 | 10 | [17 empty] | 0 | 0
1 | 29 | 11 | [17 empty] | 0 | 0
1 | 29 | 12 | [17 empty] | 0 | 0
1 | 29 | 13 | [17 empty] | 0 | 0
1 | 29 | 14 | [17 empty] | 0 | 0
1 | 29 | 15 | [17 empty] | 0 | 0
1 | 29 | 16 | [17 empty] | 0 | 0
1 | 29 | 17 | [17 empty] | 0 | 0
1 | 29 | 18 | [17 empty] | 0 | 0
1 | 29 | 19 | [17 empty] | 0 | 0
1 | 29 | 20 | [17 empty] | 0 | 0
1 | 29 | 21 | [17 empty] | 0 | 0
1 | 29 | 22 | [17 empty] | 0 | 0
1 | 29 | 23 | [17 empty] | 0 | 0
1 | 29 | 24 | [17 empty] | 0 | 0
1 | 30 | 1 | [17 empty] | 0 | 0
1 | 30 | 2 | [17 empty] | 0 | 0
1 | 30 | 3 | [17 empty] | 0 | 0
1 | 30 | 4 | [17 empty] | 0 | 0
1 | 30 | 5 | [17 empty] | 0 | 0
1 | 30 | 6 | [17 empty] | 0 | 0
1 | 30 | 7 | [17 empty] | 0 | 0
1 | 30 | 8 | [17 empty] | 0 | 0
1 | 30 | 9 | [17 empty] | 0 | 0
1 | 30 | 10 | [17 empty] | 0 | 0
1 | 30 | 11 | [17 empty] | 0 | 0
1 | 30 | 12 | [17 empty] | 0 | 0
1 | 30 | 13 | [17 empty] | 0 | 0
1 | 30 | 14 | [17 empty] | 0 | 0
1 | 30 | 15 | [17 empty] | 0 | 0
1 | 30 | 16 | [17 empty] | 0 | 0
1 | 30 | 17 | [17 empty] | 0 | 0
1 | 30 | 18 | [17 empty] | 0 | 0
1 | 30 | 19 | [17 empty] | 0 | 0
1 | 30 | 20 | [17 empty] | 0 | 0
1 | 30 | 21 | [17 empty] | 0 | 0
1 | 30 | 22 | [17 empty] | 0 | 0
1 | 30 | 23 | [17 empty] | 0 | 0
1 | 30 | 24 | [17 empty] | 0 | 0
1 | 31 | 1 | [17 empty] | 0 | 0
1 | 31 | 2 | [17 empty] | 0 | 0
1 | 31 | 3 | [17 empty] | 0 | 0
1 | 31 | 4 | [17 empty] | 0 | 0
1 | 31 | 5 | [17 empty] | 0 | 0
1 | 31 | 6 | [17 empty] | 0 | 0
1 | 31 | 7 | [17 empty] | 0 | 0
1 | 31 | 8 | [17 empty] | 0 | 0
1 | 31 | 9 | [17 empty] | 0 | 0
1 | 31 | 10 | [17 empty] | 0 | 0
1 | 31 | 11 | [17 empty] | 0 | 0
1 | 31 | 12 | [17 empty] | 0 | 0
1 | 31 | 13 | [17 empty] | 0 | 0
1 | 31 | 14 | [17 empty] | 0 | 0
1 | 31 | 15 | [17 empty] | 0 | 0
1 | 31 | 16 | [17 empty] | 0 | 0
1 | 31 | 17 | [17 empty] | 0 | 0
1 | 31 | 18 | [17 empty] | 0 | 0
1 | 31 | 19 | [17 empty] | 0 | 0
1 | 31 | 20 | [17 empty] | 0 | 0
1 | 31 | 21 | [17 empty] | 0 | 0
1 | 31 | 22 | [17 empty] | 0 | 0
1 | 31 | 23 | [17 empty] | 0 | 0
1 | 31 | 24 | [17 empty] | 0 | 0
2 | 1 | 1 | [17 empty] | 0 | 0
2 | 1 | 2 | [17 empty] | 0 | 0
2 | 1 | 3 | [17 empty] | 0 | 0
2 | 1 | 4 | [17 empty] | 0 | 0
2 | 1 | 5 | [17 empty] | 0 | 0
2 | 1 | 6 | [17 empty] | 0 | 0
2 | 1 | 7 | [17 empty] | 0 | 0
2 | 1 | 8 | [17 empty] | 0 | 0
2 | 1 | 9 | [17 empty] | 0 | 0
2 | 1 | 10 | [17 empty] | 0 | 0
2 | 1 | 11 | [17 empty] | 0 | 0
2 | 1 | 12 | [17 empty] | 0 | 0
2 | 1 | 13 | [17 empty] | 0 | 0
2 | 1 | 14 | [17 empty] | 0 | 0
2 | 1 | 15 | [17 empty] | 0 | 0
2 | 1 | 16 | [17 empty] | 0 | 0
2 | 1 | 17 | [17 empty] | 0 | 0
2 | 1 | 18 | [17 empty] | 0 | 0
2 | 1 | 19 | [17 empty] | 0 | 0
2 | 1 | 20 | [17 empty] | 0 | 0
2 | 1 | 21 | [17 empty] | 0 | 0
2 | 1 | 22 | [17 empty] | 0 | 0
2 | 1 | 23 | [17 empty] | 0 | 0
2 | 1 | 24 | [17 empty] | 0 | 0
2 | 2 | 1 | [17 empty] | 0 | 0
2 | 2 | 2 | [17 empty] | 0 | 0
2 | 2 | 3 | [17 empty] | 0 | 0
2 | 2 | 4 | [17 empty] | 0 | 0
2 | 2 | 5 | [17 empty] | 0 | 0
2 | 2 | 6 | [17 empty] | 0 | 0
2 | 2 | 7 | [17 empty] | 0 | 0
2 | 2 | 8 | [17 empty] | 0 | 0
2 | 2 | 9 | [17 empty] | 0 | 0
2 | 2 | 10 | [17 empty] | 0 | 0
2 | 2 | 11 | [17 empty] | 0 | 0
2 | 2 | 12 | [17 empty] | 0 | 0
2 | 2 | 13 | [17 empty] | 0 | 0
2 | 2 | 14 | [17 empty] | 0 | 0
2 | 2 | 15 | [17 empty] | 0 | 0
2 | 2 | 16 | [17 empty] | 0 | 0
2 | 2 | 17 | [17 empty] | 0 | 0
2 | 2 | 18 | [17 empty] | 0 | 0
2 | 2 | 19 | [17 empty] | 0 | 0
2 | 2 | 20 | [17 empty] | 0 | 0
2 | 2 | 21 | [17 empty] | 0 | 0
2 | 2 | 22 | [17 empty] | 0 | 0
2 | 2 | 23 | [17 empty] | 0 | 0
2 | 2 | 24 | [17 empty] | 0 | 0
2 | 3 | 1 | [17 empty] | 0 | 0
2 | 3 | 2 | [17 empty] | 0 | 0
2 | 3 | 3 | [17 empty] | 0 | 0
2 | 3 | 4 | [17 empty] | 0 | 0
2 | 3 | 5 | [17 empty] | 0 | 0
2 | 3 | 6 | [17 empty] | 0 | 0
2 | 3 | 7 | [17 empty] | 0 | 0
2 | 3 | 8 | [17 empty] | 0 | 0
2 | 3 | 9 | [17 empty] | 0 | 0
2 | 3 | 10 | [17 empty] | 0 | 0
2 | 3 | 11 | [17 empty] | 0 | 0
2 | 3 | 12 | [17 empty] | 0 | 0
2 | 3 | 13 | [17 empty] | 0 | 0
2 | 3 | 14 | [17 empty] | 0 | 0
2 | 3 | 15 | [17 empty] | 0 | 0
2 | 3 | 16 | [17 empty] | 0 | 0
2 | 3 | 17 | [17 empty] | 0 | 0
2 | 3 | 18 | [17 empty] | 0 | 0
2 | 3 | 19 | [17 empty] | 0 | 0
2 | 3 | 20 | [17 empty] | 0 | 0
2 | 3 | 21 | [17 empty] | 0 | 0
2 | 3 | 22 | [17 empty] | 0 | 0
2 | 3 | 23 | [17 empty] | 0 | 0
2 | 3 | 24 | [17 empty] | 0 | 0
2 | 4 | 1 | [17 empty] | 0 | 0
2 | 4 | 2 | [17 empty] | 0 | 0
2 | 4 | 3 | [17 empty] | 0 | 0
2 | 4 | 4 | [17 empty] | 0 | 0
2 | 4 | 5 | [17 empty] | 0 | 0
2 | 4 | 6 | [17 empty] | 0 | 0
2 | 4 | 7 | [17 empty] | 0 | 0
2 | 4 | 8 | [17 empty] | 0 | 0
2 | 4 | 9 | [17 empty] | 0 | 0
2 | 4 | 10 | [17 empty] | 0 | 0
2 | 4 | 11 | [17 empty] | 0 | 0
2 | 4 | 12 | [17 empty] | 0 | 0
2 | 4 | 13 | [17 empty] | 0 | 0
2 | 4 | 14 | [17 empty] | 0 | 0
2 | 4 | 15 | [17 empty] | 0 | 0
2 | 4 | 16 | [17 empty] | 0 | 0
2 | 4 | 17 | [17 empty] | 0 | 0
2 | 4 | 18 | [17 empty] | 0 | 0
2 | 4 | 19 | [17 empty] | 0 | 0
2 | 4 | 20 | [17 empty] | 0 | 0
2 | 4 | 21 | [17 empty] | 0 | 0
2 | 4 | 22 | [17 empty] | 0 | 0
2 | 4 | 23 | [17 empty] | 0 | 0
2 | 4 | 24 | [17 empty] | 0 | 0
2 | 5 | 1 | [17 empty] | 0 | 0
2 | 5 | 2 | [17 empty] | 0 | 0
2 | 5 | 3 | [17 empty] | 0 | 0
2 | 5 | 4 | [17 empty] | 0 | 0
2 | 5 | 5 | [17 empty] | 0 | 0
2 | 5 | 6 | [17 empty] | 0 | 0
2 | 5 | 7 | [17 empty] | 0 | 0
2 | 5 | 8 | [17 empty] | 0 | 0
2 | 5 | 9 | [17 empty] | 0 | 0
2 | 5 | 10 | [17 empty] | 0 | 0
2 | 5 | 11 | [17 empty] | 0 | 0
2 | 5 | 12 | [17 empty] | 0 | 0
2 | 5 | 13 | [17 empty] | 0 | 0
2 | 5 | 14 | [17 empty] | 0 | 0
2 | 5 | 15 | [17 empty] | 0 | 0
2 | 5 | 16 | [17 empty] | 0 | 0
2 | 5 | 17 | [17 empty] | 0 | 0
2 | 5 | 18 | [17 empty] | 0 | 0
2 | 5 | 19 | [17 empty] | 0 | 0
2 | 5 | 20 | [17 empty] | 0 | 0
2 | 5 | 21 | [17 empty] | 0 | 0
2 | 5 | 22 | [17 empty] | 0 | 0
2 | 5 | 23 | [17 empty] | 0 | 0
2 | 5 | 24 | [17 empty] | 0 | 0
2 | 6 | 1 | [17 empty] | 0 | 0
2 | 6 | 2 | [17 empty] | 0 | 0
2 | 6 | 3 | [17 empty] | 0 | 0
2 | 6 | 4 | [17 empty] | 0 | 0
2 | 6 | 5 | [17 empty] | 0 | 0
2 | 6 | 6 | [17 empty] | 0 | 0
2 | 6 | 7 | [17 empty] | 0 | 0
2 | 6 | 8 | [17 empty] | 0 | 0
2 | 6 | 9 | [17 empty] | 0 | 0
2 | 6 | 10 | [17 empty] | 0 | 0
2 | 6 | 11 | [17 empty] | 0 | 0
2 | 6 | 12 | [17 empty] | 0 | 0
2 | 6 | 13 | [17 empty] | 0 | 0
2 | 6 | 14 | [17 empty] | 0 | 0
2 | 6 | 15 | [17 empty] | 0 | 0
2 | 6 | 16 | [17 empty] | 0 | 0
2 | 6 | 17 | [17 empty] | 0 | 0
2 | 6 | 18 | [17 empty] | 0 | 0
2 | 6 | 19 | [17 empty] | 0 | 0
2 | 6 | 20 | [17 empty] | 0 | 0
2 | 6 | 21 | [17 empty] | 0 | 0
2 | 6 | 22 | [17 empty] | 0 | 0
2 | 6 | 23 | [17 empty] | 0 | 0
2 | 6 | 24 | [17 empty] | 0 | 0
2 | 7 | 1 | [17 empty] | 0 | 0
2 | 7 | 2 | [17 empty] | 0 | 0
2 | 7 | 3 | [17 empty] | 0 | 0
2 | 7 | 4 | [17 empty] | 0 | 0
2 | 7 | 5 | [17 empty] | 0 | 0
2 | 7 | 6 | [17 empty] | 0 | 0
2 | 7 | 7 | [17 empty] | 0 | 0
2 | 7 | 8 | [17 empty] | 0 | 0
2 | 7 | 9 | [17 empty] | 0 | 0
2 | 7 | 10 | [17 empty] | 0 | 0
2 | 7 | 11 | [17 empty] | 0 | 0
2 | 7 | 12 | [17 empty] | 0 | 0
2 | 7 | 13 | [17 empty] | 0 | 0
2 | 7 | 14 | [17 empty] | 0 | 0
2 | 7 | 15 | [17 empty] | 0 | 0
2 | 7 | 16 | [17 empty] | 0 | 0
2 | 7 | 17 | [17 empty] | 0 | 0
2 | 7 | 18 | [17 empty] | 0 | 0
2 | 7 | 19 | [17 empty] | 0 | 0
2 | 7 | 20 | [17 empty] | 0 | 0
2 | 7 | 21 | [17 empty] | 0 | 0
2 | 7 | 22 | [17 empty] | 0 | 0
2 | 7 | 23 | [17 empty] | 0 | 0
2 | 7 | 24 | [17 empty] | 0 | 0
2 | 8 | 1 | [17 empty] | 0 | 0
2 | 8 | 2 | [17 empty] | 0 | 0
2 | 8 | 3 | [17 empty] | 0 | 0
2 | 8 | 4 | [17 empty] | 0 | 0
2 | 8 | 5 | [17 empty] | 0 | 0
2 | 8 | 6 | [17 empty] | 0 | 0
2 | 8 | 7 | [17 empty] | 0 | 0
2 | 8 | 8 | [17 empty] | 0 | 0
2 | 8 | 9 | [17 empty] | 0 | 0
2 | 8 | 10 | [17 empty] | 0 | 0
2 | 8 | 11 | [17 empty] | 0 | 0
2 | 8 | 12 | [17 empty] | 0 | 0
2 | 8 | 13 | [17 empty] | 0 | 0
2 | 8 | 14 | [17 empty] | 0 | 0
2 | 8 | 15 | [17 empty] | 0 | 0
2 | 8 | 16 | [17 empty] | 0 | 0
2 | 8 | 17 | [17 empty] | 0 | 0
2 | 8 | 18 | [17 empty] | 0 | 0
2 | 8 | 19 | [17 empty] | 0 | 0
2 | 8 | 20 | [17 empty] | 0 | 0
2 | 8 | 21 | [17 empty] | 0 | 0
2 | 8 | 22 | [17 empty] | 0 | 0
2 | 8 | 23 | [17 empty] | 0 | 0
2 | 8 | 24 | [17 empty] | 0 | 0
2 | 9 | 1 | [17 empty] | 0 | 0
2 | 9 | 2 | [17 empty] | 0 | 0
2 | 9 | 3 | [17 empty] | 0 | 0
2 | 9 | 4 | [17 empty] | 0 | 0
2 | 9 | 5 | [17 empty] | 0 | 0
2 | 9 | 6 | [17 empty] | 0 | 0
2 | 9 | 7 | [17 empty] | 0 | 0
2 | 9 | 8 | [17 empty] | 0 | 0
2 | 9 | 9 | [17 empty] | 0 | 0
2 | 9 | 10 | [17 empty] | 0 | 0
2 | 9 | 11 | [17 empty] | 0 | 0
2 | 9 | 12 | [17 empty] | 0 | 0
2 | 9 | 13 | [17 empty] | 0 | 0
2 | 9 | 14 | [17 empty] | 0 | 0
2 | 9 | 15 | [17 empty] | 0 | 0
2 | 9 | 16 | [17 empty] | 0 | 0
2 | 9 | 17 | [17 empty] | 0 | 0
2 | 9 | 18 | [17 empty] | 0 | 0
2 | 9 | 19 | [17 empty] | 0 | 0
2 | 9 | 20 | [17 empty] | 0 | 0
2 | 9 | 21 | [17 empty] | 0 | 0
2 | 9 | 22 | [17 empty] | 0 | 0
2 | 9 | 23 | [17 empty] | 0 | 0
2 | 9 | 24 | [17 empty] | 0 | 0
2 | 10 | 1 | [17 empty] | 0 | 0
2 | 10 | 2 | [17 empty] | 0 | 0
2 | 10 | 3 | [17 empty] | 0 | 0
2 | 10 | 4 | [17 empty] | 0 | 0
2 | 10 | 5 | [17 empty] | 0 | 0
2 | 10 | 6 | [17 empty] | 0 | 0
2 | 10 | 7 | [17 empty] | 0 | 0
2 | 10 | 8 | [17 empty] | 0 | 0
2 | 10 | 9 | [17 empty] | 0 | 0
2 | 10 | 10 | [17 empty] | 0 | 0
2 | 10 | 11 | [17 empty] | 0 | 0
2 | 10 | 12 | [17 empty] | 0 | 0
2 | 10 | 13 | [17 empty] | 0 | 0
2 | 10 | 14 | [17 empty] | 0 | 0
2 | 10 | 15 | [17 empty] | 0 | 0
2 | 10 | 16 | [17 empty] | 0 | 0
2 | 10 | 17 | [17 empty] | 0 | 0
2 | 10 | 18 | [17 empty] | 0 | 0
2 | 10 | 19 | [17 empty] | 0 | 0
2 | 10 | 20 | [17 empty] | 0 | 0
2 | 10 | 21 | [17 empty] | 0 | 0
2 | 10 | 22 | [17 empty] | 0 | 0
2 | 10 | 23 | [17 empty] | 0 | 0
2 | 10 | 24 | [17 empty] | 0 | 0
2 | 11 | 1 | [17 empty] | 0 | 0
2 | 11 | 2 | [17 empty] | 0 | 0
2 | 11 | 3 | [17 empty] | 0 | 0
2 | 11 | 4 | [17 empty] | 0 | 0
2 | 11 | 5 | [17 empty] | 0 | 0
2 | 11 | 6 | [17 empty] | 0 | 0
2 | 11 | 7 | [17 empty] | 0 | 0
2 | 11 | 8 | [17 empty] | 0 | 0
2 | 11 | 9 | [17 empty] | 0 | 0
2 | 11 | 10 | [17 empty] | 0 | 0
2 | 11 | 11 | [17 empty] | 0 | 0
2 | 11 | 12 | [17 empty] | 0 | 0
2 | 11 | 13 | [17 empty] | 0 | 0
2 | 11 | 14 | [17 empty] | 0 | 0
2 | 11 | 15 | [17 empty] | 0 | 0
2 | 11 | 16 | [17 empty] | 0 | 0
2 | 11 | 17 | [17 empty] | 0 | 0
2 | 11 | 18 | [17 empty] | 0 | 0
2 | 11 | 19 | [17 empty] | 0 | 0
2 | 11 | 20 | [17 empty] | 0 | 0
2 | 11 | 21 | [17 empty] | 0 | 0
2 | 11 | 22 | [17 empty] | 0 | 0
2 | 11 | 23 | [17 empty] | 0 | 0
2 | 11 | 24 | [17 empty] | 0 | 0
2 | 12 | 1 | [17 empty] | 0 | 0
2 | 12 | 2 | [17 empty] | 0 | 0
2 | 12 | 3 | [17 empty] | 0 | 0
2 | 12 | 4 | [17 empty] | 0 | 0
2 | 12 | 5 | [17 empty] | 0 | 0
2 | 12 | 6 | [17 empty] | 0 | 0
2 | 12 | 7 | [17 empty] | 0 | 0
2 | 12 | 8 | [17 empty] | 0 | 0
2 | 12 | 9 | [17 empty] | 0 | 0
2 | 12 | 10 | [17 empty] | 0 | 0
2 | 12 | 11 | [17 empty] | 0 | 0
2 | 12 | 12 | [17 empty] | 0 | 0
2 | 12 | 13 | [17 empty] | 0 | 0
2 | 12 | 14 | [17 empty] | 0 | 0
2 | 12 | 15 | [17 empty] | 0 | 0
2 | 12 | 16 | [17 empty] | 0 | 0
2 | 12 | 17 | [17 empty] | 0 | 0
2 | 12 | 18 | [17 empty] | 0 | 0
2 | 12 | 19 | [17 empty] | 0 | 0
2 | 12 | 20 | [17 empty] | 0 | 0
2 | 12 | 21 | [17 empty] | 0 | 0
2 | 12 | 22 | [17 empty] | 0 | 0
2 | 12 | 23 | [17 empty] | 0 | 0
2 | 12 | 24 | [17 empty] | 0 | 0
2 | 13 | 1 | [17 empty] | 0 | 0
2 | 13 | 2 | [17 empty] | 0 | 0
2 | 13 | 3 | [17 empty] | 0 | 0
2 | 13 | 4 | [17 empty] | 0 | 0
2 | 13 | 5 | [17 empty] | 0 | 0
2 | 13 | 6 | [17 empty] | 0 | 0
2 | 13 | 7 | [17 empty] | 0 | 0
2 | 13 | 8 | [17 empty] | 0 | 0
2 | 13 | 9 | [17 empty] | 0 | 0
2 | 13 | 10 | [17 empty] | 0 | 0
2 | 13 | 11 | [17 empty] | 0 | 0
2 | 13 | 12 | [17 empty] | 0 | 0
2 | 13 | 13 | [17 empty] | 0 | 0
2 | 13 | 14 | [17 empty] | 0 | 0
2 | 13 | 15 | [17 empty] | 0 | 0
2 | 13 | 16 | [17 empty] | 0 | 0
2 | 13 | 17 | [17 empty] | 0 | 0
2 | 13 | 18 | [17 empty] | 0 | 0
2 | 13 | 19 | [17 empty] | 0 | 0
2 | 13 | 20 | [17 empty] | 0 | 0
2 | 13 | 21 | [17 empty] | 0 | 0
2 | 13 | 22 | [17 empty] | 0 | 0
2 | 13 | 23 | [17 empty] | 0 | 0
2 | 13 | 24 | [17 empty] | 0 | 0
2 | 14 | 1 | [17 empty] | 0 | 0
2 | 14 | 2 | [17 empty] | 0 | 0
2 | 14 | 3 | [17 empty] | 0 | 0
2 | 14 | 4 | [17 empty] | 0 | 0
2 | 14 | 5 | [17 empty] | 0 | 0
2 | 14 | 6 | [17 empty] | 0 | 0
2 | 14 | 7 | [17 empty] | 0 | 0
2 | 14 | 8 | [17 empty] | 0 | 0
2 | 14 | 9 | [17 empty] | 0 | 0
2 | 14 | 10 | [17 empty] | 0 | 0
2 | 14 | 11 | [17 empty] | 0 | 0
2 | 14 | 12 | [17 empty] | 0 | 0
2 | 14 | 13 | [17 empty] | 0 | 0
2 | 14 | 14 | [17 empty] | 0 | 0
2 | 14 | 15 | [17 empty] | 0 | 0
2 | 14 | 16 | [17 empty] | 0 | 0
2 | 14 | 17 | [17 empty] | 0 | 0
2 | 14 | 18 | [17 empty] | 0 | 0
2 | 14 | 19 | [17 empty] | 0 | 0
2 | 14 | 20 | [17 empty] | 0 | 0
2 | 14 | 21 | [17 empty] | 0 | 0
2 | 14 | 22 | [17 empty] | 0 | 0
2 | 14 | 23 | [17 empty] | 0 | 0
2 | 14 | 24 | [17 empty] | 0 | 0
2 | 15 | 1 | [17 empty] | 0 | 0
2 | 15 | 2 | [17 empty] | 0 | 0
2 | 15 | 3 | [17 empty] | 0 | 0
2 | 15 | 4 | [17 empty] | 0 | 0
2 | 15 | 5 | [17 empty] | 0 | 0
2 | 15 | 6 | [17 empty] | 0 | 0
2 | 15 | 7 | [17 empty] | 0 | 0
2 | 15 | 8 | [17 empty] | 0 | 0
2 | 15 | 9 | [17 empty] | 0 | 0
2 | 15 | 10 | [17 empty] | 0 | 0
2 | 15 | 11 | [17 empty] | 0 | 0
2 | 15 | 12 | [17 empty] | 0 | 0
2 | 15 | 13 | [17 empty] | 0 | 0
2 | 15 | 14 | [17 empty] | 0 | 0
2 | 15 | 15 | [17 empty] | 0 | 0
2 | 15 | 16 | [17 empty] | 0 | 0
2 | 15 | 17 | [17 empty] | 0 | 0
2 | 15 | 18 | [17 empty] | 0 | 0
2 | 15 | 19 | [17 empty] | 0 | 0
2 | 15 | 20 | [17 empty] | 0 | 0
2 | 15 | 21 | [17 empty] | 0 | 0
2 | 15 | 22 | [17 empty] | 0 | 0
2 | 15 | 23 | [17 empty] | 0 | 0
2 | 15 | 24 | [17 empty] | 0 | 0
2 | 16 | 1 | [17 empty] | 0 | 0
2 | 16 | 2 | [17 empty] | 0 | 0
2 | 16 | 3 | [17 empty] | 0 | 0
2 | 16 | 4 | [17 empty] | 0 | 0
2 | 16 | 5 | [17 empty] | 0 | 0
2 | 16 | 6 | [17 empty] | 0 | 0
2 | 16 | 7 | [17 empty] | 0 | 0
2 | 16 | 8 | [17 empty] | 0 | 0
2 | 16 | 9 | [17 empty] | 0 | 0
2 | 16 | 10 | [17 empty] | 0 | 0
2 | 16 | 11 | [17 empty] | 0 | 0
2 | 16 | 12 | [17 empty] | 0 | 0
2 | 16 | 13 | [17 empty] | 0 | 0
2 | 16 | 14 | [17 empty] | 0 | 0
2 | 16 | 15 | [17 empty] | 0 | 0
2 | 16 | 16 | [17 empty] | 0 | 0
2 | 16 | 17 | [17 empty] | 0 | 0
2 | 16 | 18 | [17 empty] | 0 | 0
2 | 16 | 19 | [17 empty] | 0 | 0
2 | 16 | 20 | [17 empty] | 0 | 0
2 | 16 | 21 | [17 empty] | 0 | 0
2 | 16 | 22 | [17 empty] | 0 | 0
2 | 16 | 23 | [17 empty] | 0 | 0
2 | 16 | 24 | [17 empty] | 0 | 0
2 | 17 | 1 | [17 empty] | 0 | 0
2 | 17 | 2 | [17 empty] | 0 | 0
2 | 17 | 3 | [17 empty] | 0 | 0
2 | 17 | 4 | [17 empty] | 0 | 0
2 | 17 | 5 | [17 empty] | 0 | 0
2 | 17 | 6 | [17 empty] | 0 | 0
2 | 17 | 7 | [17 empty] | 0 | 0
2 | 17 | 8 | [17 empty] | 0 | 0
2 | 17 | 9 | [17 empty] | 0 | 0
2 | 17 | 10 | [17 empty] | 0 | 0
2 | 17 | 11 | [17 empty] | 0 | 0
2 | 17 | 12 | [17 empty] | 0 | 0
2 | 17 | 13 | [17 empty] | 0 | 0
2 | 17 | 14 | [17 empty] | 0 | 0
2 | 17 | 15 | [17 empty] | 0 | 0
2 | 17 | 16 | [17 empty] | 0 | 0
2 | 17 | 17 | [17 empty] | 0 | 0
2 | 17 | 18 | [17 empty] | 0 | 0
2 | 17 | 19 | [17 empty] | 0 | 0
2 | 17 | 20 | [17 empty] | 0 | 0
2 | 17 | 21 | [17 empty] | 0 | 0
2 | 17 | 22 | [17 empty] | 0 | 0
2 | 17 | 23 | [17 empty] | 0 | 0
2 | 17 | 24 | [17 empty] | 0 | 0
2 | 18 | 1 | [17 empty] | 0 | 0
2 | 18 | 2 | [17 empty] | 0 | 0
2 | 18 | 3 | [17 empty] | 0 | 0
2 | 18 | 4 | [17 empty] | 0 | 0
2 | 18 | 5 | [17 empty] | 0 | 0
2 | 18 | 6 | [17 empty] | 0 | 0
2 | 18 | 7 | [17 empty] | 0 | 0
2 | 18 | 8 | [17 empty] | 0 | 0
2 | 18 | 9 | [17 empty] | 0 | 0
2 | 18 | 10 | [17 empty] | 0 | 0
2 | 18 | 11 | [17 empty] | 0 | 0
2 | 18 | 12 | [17 empty] | 0 | 0
2 | 18 | 13 | [17 empty] | 0 | 0
2 | 18 | 14 | [17 empty] | 0 | 0
2 | 18 | 15 | [17 empty] | 0 | 0
2 | 18 | 16 | [17 empty] | 0 | 0
2 | 18 | 17 | [17 empty] | 0 | 0
2 | 18 | 18 | [17 empty] | 0 | 0
2 | 18 | 19 | [17 empty] | 0 | 0
2 | 18 | 20 | [17 empty] | 0 | 0
2 | 18 | 21 | [17 empty] | 0 | 0
2 | 18 | 22 | [17 empty] | 0 | 0
2 | 18 | 23 | [17 empty] | 0 | 0
2 | 18 | 24 | [17 empty] | 0 | 0
2 | 19 | 1 | [17 empty] | 0 | 0
2 | 19 | 2 | [17 empty] | 0 | 0
2 | 19 | 3 | [17 empty] | 0 | 0
2 | 19 | 4 | [17 empty] | 0 | 0
2 | 19 | 5 | [17 empty] | 0 | 0
2 | 19 | 6 | [17 empty] | 0 | 0
2 | 19 | 7 | [17 empty] | 0 | 0
2 | 19 | 8 | [17 empty] | 0 | 0
2 | 19 | 9 | [17 empty] | 0 | 0
2 | 19 | 10 | [17 empty] | 0 | 0
2 | 19 | 11 | [17 empty] | 0 | 0
2 | 19 | 12 | [17 empty] | 0 | 0
2 | 19 | 13 | [17 empty] | 0 | 0
2 | 19 | 14 | [17 empty] | 0 | 0
2 | 19 | 15 | [17 empty] | 0 | 0
2 | 19 | 16 | [17 empty] | 0 | 0
2 | 19 | 17 | [17 empty] | 0 | 0
2 | 19 | 18 | [17 empty] | 0 | 0
2 | 19 | 19 | [17 empty] | 0 | 0
2 | 19 | 20 | [17 empty] | 0 | 0
2 | 19 | 21 | [17 empty] | 0 | 0
2 | 19 | 22 | [17 empty] | 0 | 0
2 | 19 | 23 | [17 empty] | 0 | 0
2 | 19 | 24 | [17 empty] | 0 | 0
2 | 20 | 1 | [17 empty] | 0 | 0
2 | 20 | 2 | [17 empty] | 0 | 0
2 | 20 | 3 | [17 empty] | 0 | 0
2 | 20 | 4 | [17 empty] | 0 | 0
2 | 20 | 5 | [17 empty] | 0 | 0
2 | 20 | 6 | [17 empty] | 0 | 0
2 | 20 | 7 | [17 empty] | 0 | 0
2 | 20 | 8 | [17 empty] | 0 | 0
2 | 20 | 9 | [17 empty] | 0 | 0
2 | 20 | 10 | [17 empty] | 0 | 0
2 | 20 | 11 | [17 empty] | 0 | 0
2 | 20 | 12 | [17 empty] | 0 | 0
2 | 20 | 13 | [17 empty] | 0 | 0
2 | 20 | 14 | [17 empty] | 0 | 0
2 | 20 | 15 | [17 empty] | 0 | 0
2 | 20 | 16 | [17 empty] | 0 | 0
2 | 20 | 17 | [17 empty] | 0 | 0
2 | 20 | 18 | [17 empty] | 0 | 0
2 | 20 | 19 | [17 empty] | 0 | 0
2 | 20 | 20 | [17 empty] | 0 | 0
2 | 20 | 21 | [17 empty] | 0 | 0
2 | 20 | 22 | [17 empty] | 0 | 0
2 | 20 | 23 | [17 empty] | 0 | 0
2 | 20 | 24 | [17 empty] | 0 | 0
2 | 21 | 1 | [17 empty] | 0 | 0
2 | 21 | 2 | [17 empty] | 0 | 0
2 | 21 | 3 | [17 empty] | 0 | 0
2 | 21 | 4 | [17 empty] | 0 | 0
2 | 21 | 5 | [17 empty] | 0 | 0
2 | 21 | 6 | [17 empty] | 0 | 0
2 | 21 | 7 | [17 empty] | 0 | 0
2 | 21 | 8 | [17 empty] | 0 | 0
2 | 21 | 9 | [17 empty] | 0 | 0
2 | 21 | 10 | [17 empty] | 0 | 0
2 | 21 | 11 | [17 empty] | 0 | 0
2 | 21 | 12 | [17 empty] | 0 | 0
2 | 21 | 13 | [17 empty] | 0 | 0
2 | 21 | 14 | [17 empty] | 0 | 0
2 | 21 | 15 | [17 empty] | 0 | 0
2 | 21 | 16 | [17 empty] | 0 | 0
2 | 21 | 17 | [17 empty] | 0 | 0
2 | 21 | 18 | [17 empty] | 0 | 0
2 | 21 | 19 | [17 empty] | 0 | 0
2 | 21 | 20 | [17 empty] | 0 | 0
2 | 21 | 21 | [17 empty] | 0 | 0
2 | 21 | 22 | [17 empty] | 0 | 0
2 | 21 | 23 | [17 empty] | 0 | 0
2 | 21 | 24 | [17 empty] | 0 | 0
2 | 22 | 1 | [17 empty] | 0 | 0
2 | 22 | 2 | [17 empty] | 0 | 0
2 | 22 | 3 | [17 empty] | 0 | 0
2 | 22 | 4 | [17 empty] | 0 | 0
2 | 22 | 5 | [17 empty] | 0 | 0
2 | 22 | 6 | [17 empty] | 0 | 0
2 | 22 | 7 | [17 empty] | 0 | 0
2 | 22 | 8 | [17 empty] | 0 | 0
2 | 22 | 9 | [17 empty] | 0 | 0
2 | 22 | 10 | [17 empty] | 0 | 0
2 | 22 | 11 | [17 empty] | 0 | 0
2 | 22 | 12 | [17 empty] | 0 | 0
2 | 22 | 13 | [17 empty] | 0 | 0
2 | 22 | 14 | [17 empty] | 0 | 0
2 | 22 | 15 | [17 empty] | 0 | 0
2 | 22 | 16 | [17 empty] | 0 | 0
2 | 22 | 17 | [17 empty] | 0 | 0
2 | 22 | 18 | [17 empty] | 0 | 0
2 | 22 | 19 | [17 empty] | 0 | 0
2 | 22 | 20 | [17 empty] | 0 | 0
2 | 22 | 21 | [17 empty] | 0 | 0
2 | 22 | 22 | [17 empty] | 0 | 0
2 | 22 | 23 | [17 empty] | 0 | 0
2 | 22 | 24 | [17 empty] | 0 | 0
2 | 23 | 1 | [17 empty] | 0 | 0
2 | 23 | 2 | [17 empty] | 0 | 0
2 | 23 | 3 | [17 empty] | 0 | 0
2 | 23 | 4 | [17 empty] | 0 | 0
2 | 23 | 5 | [17 empty] | 0 | 0
2 | 23 | 6 | [17 empty] | 0 | 0
2 | 23 | 7 | [17 empty] | 0 | 0
2 | 23 | 8 | [17 empty] | 0 | 0
2 | 23 | 9 | [17 empty] | 0 | 0
2 | 23 | 10 | [17 empty] | 0 | 0
2 | 23 | 11 | [17 empty] | 0 | 0
2 | 23 | 12 | [17 empty] | 0 | 0
2 | 23 | 13 | [17 empty] | 0 | 0
2 | 23 | 14 | [17 empty] | 0 | 0
2 | 23 | 15 | [17 empty] | 0 | 0
2 | 23 | 16 | [17 empty] | 0 | 0
2 | 23 | 17 | [17 empty] | 0 | 0
2 | 23 | 18 | [17 empty] | 0 | 0
2 | 23 | 19 | [17 empty] | 0 | 0
2 | 23 | 20 | [17 empty] | 0 | 0
2 | 23 | 21 | [17 empty] | 0 | 0
2 | 23 | 22 | [17 empty] | 0 | 0
2 | 23 | 23 | [17 empty] | 0 | 0
2 | 23 | 24 | [17 empty] | 0 | 0
2 | 24 | 1 | [17 empty] | 0 | 0
2 | 24 | 2 | [17 empty] | 0 | 0
2 | 24 | 3 | [17 empty] | 0 | 0
2 | 24 | 4 | [17 empty] | 0 | 0
2 | 24 | 5 | [17 empty] | 0 | 0
2 | 24 | 6 | [17 empty] | 0 | 0
2 | 24 | 7 | [17 empty] | 0 | 0
2 | 24 | 8 | [17 empty] | 0 | 0
2 | 24 | 9 | [17 empty] | 0 | 0
2 | 24 | 10 | [17 empty] | 0 | 0
2 | 24 | 11 | [17 empty] | 0 | 0
2 | 24 | 12 | [17 empty] | 0 | 0
2 | 24 | 13 | [17 empty] | 0 | 0
2 | 24 | 14 | [17 empty] | 0 | 0
2 | 24 | 15 | [17 empty] | 0 | 0
2 | 24 | 16 | [17 empty] | 0 | 0
2 | 24 | 17 | [17 empty] | 0 | 0
2 | 24 | 18 | [17 empty] | 0 | 0
2 | 24 | 19 | [17 empty] | 0 | 0
2 | 24 | 20 | [17 empty] | 0 | 0
2 | 24 | 21 | [17 empty] | 0 | 0
2 | 24 | 22 | [17 empty] | 0 | 0
2 | 24 | 23 | [17 empty] | 0 | 0
2 | 24 | 24 | [17 empty] | 0 | 0
2 | 25 | 1 | [17 empty] | 0 | 0
2 | 25 | 2 | [17 empty] | 0 | 0
2 | 25 | 3 | [17 empty] | 0 | 0
2 | 25 | 4 | [17 empty] | 0 | 0
2 | 25 | 5 | [17 empty] | 0 | 0
2 | 25 | 6 | [17 empty] | 0 | 0
2 | 25 | 7 | [17 empty] | 0 | 0
2 | 25 | 8 | [17 empty] | 0 | 0
2 | 25 | 9 | [17 empty] | 0 | 0
2 | 25 | 10 | [17 empty] | 0 | 0
2 | 25 | 11 | [17 empty] | 0 | 0
2 | 25 | 12 | [17 empty] | 0 | 0
2 | 25 | 13 | [17 empty] | 0 | 0
2 | 25 | 14 | [17 empty] | 0 | 0
2 | 25 | 15 | [17 empty] | 0 | 0
2 | 25 | 16 | [17 empty] | 0 | 0
2 | 25 | 17 | [17 empty] | 0 | 0
2 | 25 | 18 | [17 empty] | 0 | 0
2 | 25 | 19 | [17 empty] | 0 | 0
2 | 25 | 20 | [17 empty] | 0 | 0
2 | 25 | 21 | [17 empty] | 0 | 0
2 | 25 | 22 | [17 empty] | 0 | 0
2 | 25 | 23 | [17 empty] | 0 | 0
2 | 25 | 24 | [17 empty] | 0 | 0
2 | 26 | 1 | [17 empty] | 0 | 0
2 | 26 | 2 | [17 empty] | 0 | 0
2 | 26 | 3 | [17 empty] | 0 | 0
2 | 26 | 4 | [17 empty] | 0 | 0
2 | 26 | 5 | [17 empty] | 0 | 0
2 | 26 | 6 | [17 empty] | 0 | 0
2 | 26 | 7 | [17 empty] | 0 | 0
2 | 26 | 8 | [17 empty] | 0 | 0
2 | 26 | 9 | [17 empty] | 0 | 0
2 | 26 | 10 | [17 empty] | 0 | 0
2 | 26 | 11 | [17 empty] | 0 | 0
2 | 26 | 12 | [17 empty] | 0 | 0
2 | 26 | 13 | [17 empty] | 0 | 0
2 | 26 | 14 | [17 empty] | 0 | 0
2 | 26 | 15 | [17 empty] | 0 | 0
2 | 26 | 16 | [17 empty] | 0 | 0
2 | 26 | 17 | [17 empty] | 0 | 0
2 | 26 | 18 | [17 empty] | 0 | 0
2 | 26 | 19 | [17 empty] | 0 | 0
2 | 26 | 20 | [17 empty] | 0 | 0
2 | 26 | 21 | [17 empty] | 0 | 0
2 | 26 | 22 | [17 empty] | 0 | 0
2 | 26 | 23 | [17 empty] | 0 | 0
2 | 26 | 24 | [17 empty] | 0 | 0
2 | 27 | 1 | [17 empty] | 0 | 0
2 | 27 | 2 | [17 empty] | 0 | 0
2 | 27 | 3 | [17 empty] | 0 | 0
2 | 27 | 4 | [17 empty] | 0 | 0
2 | 27 | 5 | [17 empty] | 0 | 0
2 | 27 | 6 | [17 empty] | 0 | 0
2 | 27 | 7 | [17 empty] | 0 | 0
2 | 27 | 8 | [17 empty] | 0 | 0
2 | 27 | 9 | [17 empty] | 0 | 0
2 | 27 | 10 | [17 empty] | 0 | 0
2 | 27 | 11 | [17 empty] | 0 | 0
2 | 27 | 12 | [17 empty] | 0 | 0
2 | 27 | 13 | [17 empty] | 0 | 0
2 | 27 | 14 | [17 empty] | 0 | 0
2 | 27 | 15 | [17 empty] | 0 | 0
2 | 27 | 16 | [17 empty] | 0 | 0
2 | 27 | 17 | [17 empty] | 0 | 0
2 | 27 | 18 | [17 empty] | 0 | 0
2 | 27 | 19 | [17 empty] | 0 | 0
2 | 27 | 20 | [17 empty] | 0 | 0
2 | 27 | 21 | [17 empty] | 0 | 0
2 | 27 | 22 | [17 empty] | 0 | 0
2 | 27 | 23 | [17 empty] | 0 | 0
2 | 27 | 24 | [17 empty] | 0 | 0
2 | 28 | 1 | [17 empty] | 0 | 0
2 | 28 | 2 | [17 empty] | 0 | 0
2 | 28 | 3 | [17 empty] | 0 | 0
2 | 28 | 4 | [17 empty] | 0 | 0
2 | 28 | 5 | [17 empty] | 0 | 0
2 | 28 | 6 | [17 empty] | 0 | 0
2 | 28 | 7 | [17 empty] | 0 | 0
2 | 28 | 8 | [17 empty] | 0 | 0
2 | 28 | 9 | [17 empty] | 0 | 0
2 | 28 | 10 | [17 empty] | 0 | 0
2 | 28 | 11 | [17 empty] | 0 | 0
2 | 28 | 12 | [17 empty] | 0 | 0
2 | 28 | 13 | [17 empty] | 0 | 0
2 | 28 | 14 | [17 empty] | 0 | 0
2 | 28 | 15 | [17 empty] | 0 | 0
2 | 28 | 16 | [17 empty] | 0 | 0
2 | 28 | 17 | [17 empty] | 0 | 0
2 | 28 | 18 | [17 empty] | 0 | 0
2 | 28 | 19 | [17 empty] | 0 | 0
2 | 28 | 20 | [17 empty] | 0 | 0
2 | 28 | 21 | [17 empty] | 0 | 0
2 | 28 | 22 | [17 empty] | 0 | 0
2 | 28 | 23 | [17 empty] | 0 | 0
2 | 28 | 24 | [17 empty] | 0 | 0
3 | 1 | 1 | [17 empty] | 0 | 0
3 | 1 | 2 | [17 empty] | 0 | 0
3 | 1 | 3 | [17 empty] | 0 | 0
3 | 1 | 4 | [17 empty] | 0 | 0
3 | 1 | 5 | [17 empty] | 0 | 0
3 | 1 | 6 | [17 empty] | 0 | 0
3 | 1 | 7 | [17 empty] | 0 | 0
3 | 1 | 8 | [17 empty] | 0 | 0
3 | 1 | 9 | [17 empty] | 0 | 0
3 | 1 | 10 | [17 empty] | 0 | 0
3 | 1 | 11 | [17 empty] | 0 | 0
3 | 1 | 12 | [17 empty] | 0 | 0
3 | 1 | 13 | [17 empty] | 0 | 0
3 | 1 | 14 | [17 empty] | 0 | 0
3 | 1 | 15 | [17 empty] | 0 | 0
3 | 1 | 16 | [17 empty] | 0 | 0
3 | 1 | 17 | [17 empty] | 0 | 0
3 | 1 | 18 | [17 empty] | 0 | 0
3 | 1 | 19 | [17 empty] | 0 | 0
3 | 1 | 20 | [17 empty] | 0 | 0
3 | 1 | 21 | [17 empty] | 0 | 0
3 | 1 | 22 | [17 empty] | 0 | 0
3 | 1 | 23 | [17 empty] | 0 | 0
3 | 1 | 24 | [17 empty] | 0 | 0
3 | 2 | 1 | [17 empty] | 0 | 0
3 | 2 | 2 | [17 empty] | 0 | 0
3 | 2 | 3 | [17 empty] | 0 | 0
3 | 2 | 4 | [17 empty] | 0 | 0
3 | 2 | 5 | [17 empty] | 0 | 0
3 | 2 | 6 | [17 empty] | 0 | 0
3 | 2 | 7 | [17 empty] | 0 | 0
3 | 2 | 8 | [17 empty] | 0 | 0
3 | 2 | 9 | [17 empty] | 0 | 0
3 | 2 | 10 | [17 empty] | 0 | 0
3 | 2 | 11 | [17 empty] | 0 | 0
3 | 2 | 12 | [17 empty] | 0 | 0
3 | 2 | 13 | [17 empty] | 0 | 0
3 | 2 | 14 | [17 empty] | 0 | 0
3 | 2 | 15 | [17 empty] | 0 | 0
3 | 2 | 16 | [17 empty] | 0 | 0
3 | 2 | 17 | [17 empty] | 0 | 0
3 | 2 | 18 | [17 empty] | 0 | 0
3 | 2 | 19 | [17 empty] | 0 | 0
3 | 2 | 20 | [17 empty] | 0 | 0
3 | 2 | 21 | [17 empty] | 0 | 0
3 | 2 | 22 | [17 empty] | 0 | 0
3 | 2 | 23 | [17 empty] | 0 | 0
3 | 2 | 24 | [17 empty] | 0 | 0
3 | 3 | 1 | [17 empty] | 0 | 0
3 | 3 | 2 | [17 empty] | 0 | 0
3 | 3 | 3 | [17 empty] | 0 | 0
3 | 3 | 4 | [17 empty] | 0 | 0
3 | 3 | 5 | [17 empty] | 0 | 0
3 | 3 | 6 | [17 empty] | 0 | 0
3 | 3 | 7 | [17 empty] | 0 | 0
3 | 3 | 8 | [17 empty] | 0 | 0
3 | 3 | 9 | [17 empty] | 0 | 0
3 | 3 | 10 | [17 empty] | 0 | 0
3 | 3 | 11 | [17 empty] | 0 | 0
3 | 3 | 12 | [17 empty] | 0 | 0
3 | 3 | 13 | [17 empty] | 0 | 0
3 | 3 | 14 | [17 empty] | 0 | 0
3 | 3 | 15 | [17 empty] | 0 | 0
3 | 3 | 16 | [17 empty] | 0 | 0
3 | 3 | 17 | [17 empty] | 0 | 0
3 | 3 | 18 | [17 empty] | 0 | 0
3 | 3 | 19 | [17 empty] | 0 | 0
3 | 3 | 20 | [17 empty] | 0 | 0
3 | 3 | 21 | [17 empty] | 0 | 0
3 | 3 | 22 | [17 empty] | 0 | 0
3 | 3 | 23 | [17 empty] | 0 | 0
3 | 3 | 24 | [17 empty] | 0 | 0
3 | 4 | 1 | [17 empty] | 0 | 0
3 | 4 | 2 | [17 empty] | 0 | 0
3 | 4 | 3 | [17 empty] | 0 | 0
3 | 4 | 4 | [17 empty] | 0 | 0
3 | 4 | 5 | [17 empty] | 0 | 0
3 | 4 | 6 | [17 empty] | 0 | 0
3 | 4 | 7 | [17 empty] | 0 | 0
3 | 4 | 8 | [17 empty] | 0 | 0
3 | 4 | 9 | [17 empty] | 0 | 0
3 | 4 | 10 | [17 empty] | 0 | 0
3 | 4 | 11 | [17 empty] | 0 | 0
3 | 4 | 12 | [17 empty] | 0 | 0
3 | 4 | 13 | [17 empty] | 0 | 0
3 | 4 | 14 | [17 empty] | 0 | 0
3 | 4 | 15 | [17 empty] | 0 | 0
3 | 4 | 16 | [17 empty] | 0 | 0
3 | 4 | 17 | [17 empty] | 0 | 0
3 | 4 | 18 | [17 empty] | 0 | 0
3 | 4 | 19 | [17 empty] | 0 | 0
3 | 4 | 20 | [17 empty] | 0 | 0
3 | 4 | 21 | [17 empty] | 0 | 0
3 | 4 | 22 | [17 empty] | 0 | 0
3 | 4 | 23 | [17 empty] | 0 | 0
3 | 4 | 24 | [17 empty] | 0 | 0
3 | 5 | 1 | [17 empty] | 0 | 0
3 | 5 | 2 | [17 empty] | 0 | 0
3 | 5 | 3 | [17 empty] | 0 | 0
3 | 5 | 4 | [17 empty] | 0 | 0
3 | 5 | 5 | [17 empty] | 0 | 0
3 | 5 | 6 | [17 empty] | 0 | 0
3 | 5 | 7 | [17 empty] | 0 | 0
3 | 5 | 8 | [17 empty] | 0 | 0
3 | 5 | 9 | [17 empty] | 0 | 0
3 | 5 | 10 | [17 empty] | 0 | 0
3 | 5 | 11 | [17 empty] | 0 | 0
3 | 5 | 12 | [17 empty] | 0 | 0
3 | 5 | 13 | [17 empty] | 0 | 0
3 | 5 | 14 | [17 empty] | 0 | 0
3 | 5 | 15 | [17 empty] | 0 | 0
3 | 5 | 16 | [17 empty] | 0 | 0
3 | 5 | 17 | [17 empty] | 0 | 0
3 | 5 | 18 | [17 empty] | 0 | 0
3 | 5 | 19 | [17 empty] | 0 | 0
3 | 5 | 20 | [17 empty] | 0 | 0
3 | 5 | 21 | [17 empty] | 0 | 0
3 | 5 | 22 | [17 empty] | 0 | 0
3 | 5 | 23 | [17 empty] | 0 | 0
3 | 5 | 24 | [17 empty] | 0 | 0
3 | 6 | 1 | [17 empty] | 0 | 0
3 | 6 | 2 | [17 empty] | 0 | 0
3 | 6 | 3 | [17 empty] | 0 | 0
3 | 6 | 4 | [17 empty] | 0 | 0
3 | 6 | 5 | [17 empty] | 0 | 0
3 | 6 | 6 | [17 empty] | 0 | 0
3 | 6 | 7 | [17 empty] | 0 | 0
3 | 6 | 8 | [17 empty] | 0 | 0
3 | 6 | 9 | [17 empty] | 0 | 0
3 | 6 | 10 | [17 empty] | 0 | 0
3 | 6 | 11 | [17 empty] | 0 | 0
3 | 6 | 12 | [17 empty] | 0 | 0
3 | 6 | 13 | [17 empty] | 0 | 0
3 | 6 | 14 | [17 empty] | 0 | 0
3 | 6 | 15 | [17 empty] | 0 | 0
3 | 6 | 16 | [17 empty] | 0 | 0
3 | 6 | 17 | [17 empty] | 0 | 0
3 | 6 | 18 | [17 empty] | 0 | 0
3 | 6 | 19 | [17 empty] | 0 | 0
3 | 6 | 20 | [17 empty] | 0 | 0
3 | 6 | 21 | [17 empty] | 0 | 0
3 | 6 | 22 | [17 empty] | 0 | 0
3 | 6 | 23 | [17 empty] | 0 | 0
3 | 6 | 24 | [17 empty] | 0 | 0
3 | 7 | 1 | [17 empty] | 0 | 0
3 | 7 | 2 | [17 empty] | 0 | 0
3 | 7 | 3 | [17 empty] | 0 | 0
3 | 7 | 4 | [17 empty] | 0 | 0
3 | 7 | 5 | [17 empty] | 0 | 0
3 | 7 | 6 | [17 empty] | 0 | 0
3 | 7 | 7 | [17 empty] | 0 | 0
3 | 7 | 8 | [17 empty] | 0 | 0
3 | 7 | 9 | [17 empty] | 0 | 0
3 | 7 | 10 | [17 empty] | 0 | 0
3 | 7 | 11 | [17 empty] | 0 | 0
3 | 7 | 12 | [17 empty] | 0 | 0
3 | 7 | 13 | [17 empty] | 0 | 0
3 | 7 | 14 | [17 empty] | 0 | 0
3 | 7 | 15 | [17 empty] | 0 | 0
3 | 7 | 16 | [17 empty] | 0 | 0
3 | 7 | 17 | [17 empty] | 0 | 0
3 | 7 | 18 | [17 empty] | 0 | 0
3 | 7 | 19 | [17 empty] | 0 | 0
3 | 7 | 20 | [17 empty] | 0 | 0
3 | 7 | 21 | [17 empty] | 0 | 0
3 | 7 | 22 | [17 empty] | 0 | 0
3 | 7 | 23 | [17 empty] | 0 | 0
3 | 7 | 24 | [17 empty] | 0 | 0
3 | 8 | 1 | [17 empty] | 0 | 0
3 | 8 | 2 | [17 empty] | 0 | 0
3 | 8 | 3 | [17 empty] | 0 | 0
3 | 8 | 4 | [17 empty] | 0 | 0
3 | 8 | 5 | [17 empty] | 0 | 0
3 | 8 | 6 | [17 empty] | 0 | 0
3 | 8 | 7 | [17 empty] | 0 | 0
3 | 8 | 8 | [17 empty] | 0 | 0
3 | 8 | 9 | [17 empty] | 0 | 0
3 | 8 | 10 | [17 empty] | 0 | 0
3 | 8 | 11 | [17 empty] | 0 | 0
3 | 8 | 12 | [17 empty] | 0 | 0
3 | 8 | 13 | [17 empty] | 0 | 0
3 | 8 | 14 | [17 empty] | 0 | 0
3 | 8 | 15 | [17 empty] | 0 | 0
3 | 8 | 16 | [17 empty] | 0 | 0
3 | 8 | 17 | [17 empty] | 0 | 0
3 | 8 | 18 | [17 empty] | 0 | 0
3 | 8 | 19 | [17 empty] | 0 | 0
3 | 8 | 20 | [17 empty] | 0 | 0
3 | 8 | 21 | [17 empty] | 0 | 0
3 | 8 | 22 | [17 empty] | 0 | 0
3 | 8 | 23 | [17 empty] | 0 | 0
3 | 8 | 24 | [17 empty] | 0 | 0
3 | 9 | 1 | [17 empty] | 0 | 0
3 | 9 | 2 | [17 empty] | 0 | 0
3 | 9 | 3 | [17 empty] | 0 | 0
3 | 9 | 4 | [17 empty] | 0 | 0
3 | 9 | 5 | [17 empty] | 0 | 0
3 | 9 | 6 | [17 empty] | 0 | 0
3 | 9 | 7 | [17 empty] | 0 | 0
3 | 9 | 8 | [17 empty] | 0 | 0
3 | 9 | 9 | [17 empty] | 0 | 0
3 | 9 | 10 | [17 empty] | 0 | 0
3 | 9 | 11 | [17 empty] | 0 | 0
3 | 9 | 12 | [17 empty] | 0 | 0
3 | 9 | 13 | [17 empty] | 0 | 0
3 | 9 | 14 | [17 empty] | 0 | 0
3 | 9 | 15 | [17 empty] | 0 | 0
3 | 9 | 16 | [17 empty] | 0 | 0
3 | 9 | 17 | [17 empty] | 0 | 0
3 | 9 | 18 | [17 empty] | 0 | 0
3 | 9 | 19 | [17 empty] | 0 | 0
3 | 9 | 20 | [17 empty] | 0 | 0
3 | 9 | 21 | [17 empty] | 0 | 0
3 | 9 | 22 | [17 empty] | 0 | 0
3 | 9 | 23 | [17 empty] | 0 | 0
3 | 9 | 24 | [17 empty] | 0 | 0
3 | 10 | 1 | [17 empty] | 0 | 0
3 | 10 | 2 | [17 empty] | 0 | 0
3 | 10 | 3 | [17 empty] | 0 | 0
3 | 10 | 4 | [17 empty] | 0 | 0
3 | 10 | 5 | [17 empty] | 0 | 0
3 | 10 | 6 | [17 empty] | 0 | 0
3 | 10 | 7 | [17 empty] | 0 | 0
3 | 10 | 8 | [17 empty] | 0 | 0
3 | 10 | 9 | [17 empty] | 0 | 0
3 | 10 | 10 | [17 empty] | 0 | 0
3 | 10 | 11 | [17 empty] | 0 | 0
3 | 10 | 12 | [17 empty] | 0 | 0
3 | 10 | 13 | [17 empty] | 0 | 0
3 | 10 | 14 | [17 empty] | 0 | 0
3 | 10 | 15 | [17 empty] | 0 | 0
3 | 10 | 16 | [17 empty] | 0 | 0
3 | 10 | 17 | [17 empty] | 0 | 0
3 | 10 | 18 | [17 empty] | 0 | 0
3 | 10 | 19 | [17 empty] | 0 | 0
3 | 10 | 20 | [17 empty] | 0 | 0
3 | 10 | 21 | [17 empty] | 0 | 0
3 | 10 | 22 | [17 empty] | 0 | 0
3 | 10 | 23 | [17 empty] | 0 | 0
3 | 10 | 24 | [17 empty] | 0 | 0
3 | 11 | 1 | [17 empty] | 0 | 0
3 | 11 | 2 | [17 empty] | 0 | 0
3 | 11 | 3 | [17 empty] | 0 | 0
3 | 11 | 4 | [17 empty] | 0 | 0
3 | 11 | 5 | [17 empty] | 0 | 0
3 | 11 | 6 | [17 empty] | 0 | 0
3 | 11 | 7 | [17 empty] | 0 | 0
3 | 11 | 8 | [17 empty] | 0 | 0
3 | 11 | 9 | [17 empty] | 0 | 0
3 | 11 | 10 | [17 empty] | 0 | 0
3 | 11 | 11 | [17 empty] | 0 | 0
3 | 11 | 12 | [17 empty] | 0 | 0
3 | 11 | 13 | [17 empty] | 0 | 0
3 | 11 | 14 | [17 empty] | 0 | 0
3 | 11 | 15 | [17 empty] | 0 | 0
3 | 11 | 16 | [17 empty] | 0 | 0
3 | 11 | 17 | [17 empty] | 0 | 0
3 | 11 | 18 | [17 empty] | 0 | 0
3 | 11 | 19 | [17 empty] | 0 | 0
3 | 11 | 20 | [17 empty] | 0 | 0
3 | 11 | 21 | [17 empty] | 0 | 0
3 | 11 | 22 | [17 empty] | 0 | 0
3 | 11 | 23 | [17 empty] | 0 | 0
3 | 11 | 24 | [17 empty] | 0 | 0
3 | 12 | 1 | [17 empty] | 0 | 0
3 | 12 | 2 | [17 empty] | 0 | 0
3 | 12 | 3 | [17 empty] | 0 | 0
3 | 12 | 4 | [17 empty] | 0 | 0
3 | 12 | 5 | [17 empty] | 0 | 0
3 | 12 | 6 | [17 empty] | 0 | 0
3 | 12 | 7 | [17 empty] | 0 | 0
3 | 12 | 8 | [17 empty] | 0 | 0
3 | 12 | 9 | [17 empty] | 0 | 0
3 | 12 | 10 | [17 empty] | 0 | 0
3 | 12 | 11 | [17 empty] | 0 | 0
3 | 12 | 12 | [17 empty] | 0 | 0
3 | 12 | 13 | [17 empty] | 0 | 0
3 | 12 | 14 | [17 empty] | 0 | 0
3 | 12 | 15 | [17 empty] | 0 | 0
3 | 12 | 16 | [17 empty] | 0 | 0
3 | 12 | 17 | [17 empty] | 0 | 0
3 | 12 | 18 | [17 empty] | 0 | 0
3 | 12 | 19 | [17 empty] | 0 | 0
3 | 12 | 20 | [17 empty] | 0 | 0
3 | 12 | 21 | [17 empty] | 0 | 0
3 | 12 | 22 | [17 empty] | 0 | 0
3 | 12 | 23 | [17 empty] | 0 | 0
3 | 12 | 24 | [17 empty] | 0 | 0
3 | 13 | 1 | [17 empty] | 0 | 0
3 | 13 | 2 | [17 empty] | 0 | 0
3 | 13 | 3 | [17 empty] | 0 | 0
3 | 13 | 4 | [17 empty] | 0 | 0
3 | 13 | 5 | [17 empty] | 0 | 0
3 | 13 | 6 | [17 empty] | 0 | 0
3 | 13 | 7 | [17 empty] | 0 | 0
3 | 13 | 8 | [17 empty] | 0 | 0
3 | 13 | 9 | [17 empty] | 0 | 0
3 | 13 | 10 | [17 empty] | 0 | 0
3 | 13 | 11 | [17 empty] | 0 | 0
3 | 13 | 12 | [17 empty] | 0 | 0
3 | 13 | 13 | [17 empty] | 0 | 0
3 | 13 | 14 | [17 empty] | 0 | 0
3 | 13 | 15 | [17 empty] | 0 | 0
3 | 13 | 16 | [17 empty] | 0 | 0
3 | 13 | 17 | [17 empty] | 0 | 0
3 | 13 | 18 | [17 empty] | 0 | 0
3 | 13 | 19 | [17 empty] | 0 | 0
3 | 13 | 20 | [17 empty] | 0 | 0
3 | 13 | 21 | [17 empty] | 0 | 0
3 | 13 | 22 | [17 empty] | 0 | 0
3 | 13 | 23 | [17 empty] | 0 | 0
3 | 13 | 24 | [17 empty] | 0 | 0
3 | 14 | 1 | [17 empty] | 0 | 0
3 | 14 | 2 | [17 empty] | 0 | 0
3 | 14 | 3 | [17 empty] | 0 | 0
3 | 14 | 4 | [17 empty] | 0 | 0
3 | 14 | 5 | [17 empty] | 0 | 0
3 | 14 | 6 | [17 empty] | 0 | 0
3 | 14 | 7 | [17 empty] | 0 | 0
3 | 14 | 8 | [17 empty] | 0 | 0
3 | 14 | 9 | [17 empty] | 0 | 0
3 | 14 | 10 | [17 empty] | 0 | 0
3 | 14 | 11 | [17 empty] | 0 | 0
3 | 14 | 12 | [17 empty] | 0 | 0
3 | 14 | 13 | [17 empty] | 0 | 0
3 | 14 | 14 | [17 empty] | 0 | 0
3 | 14 | 15 | [17 empty] | 0 | 0
3 | 14 | 16 | [17 empty] | 0 | 0
3 | 14 | 17 | [17 empty] | 0 | 0
3 | 14 | 18 | [17 empty] | 0 | 0
3 | 14 | 19 | [17 empty] | 0 | 0
3 | 14 | 20 | [17 empty] | 0 | 0
3 | 14 | 21 | [17 empty] | 0 | 0
3 | 14 | 22 | [17 empty] | 0 | 0
3 | 14 | 23 | [17 empty] | 0 | 0
3 | 14 | 24 | [17 empty] | 0 | 0
3 | 15 | 1 | [17 empty] | 0 | 0
3 | 15 | 2 | [17 empty] | 0 | 0
3 | 15 | 3 | [17 empty] | 0 | 0
3 | 15 | 4 | [17 empty] | 0 | 0
3 | 15 | 5 | [17 empty] | 0 | 0
3 | 15 | 6 | [17 empty] | 0 | 0
3 | 15 | 7 | [17 empty] | 0 | 0
3 | 15 | 8 | [17 empty] | 0 | 0
3 | 15 | 9 | [17 empty] | 0 | 0
3 | 15 | 10 | [17 empty] | 0 | 0
3 | 15 | 11 | [17 empty] | 0 | 0
3 | 15 | 12 | [17 empty] | 0 | 0
3 | 15 | 13 | [17 empty] | 0 | 0
3 | 15 | 14 | [17 empty] | 0 | 0
3 | 15 | 15 | [17 empty] | 0 | 0
3 | 15 | 16 | [17 empty] | 0 | 0
3 | 15 | 17 | [17 empty] | 0 | 0
3 | 15 | 18 | [17 empty] | 0 | 0
3 | 15 | 19 | [17 empty] | 0 | 0
3 | 15 | 20 | [17 empty] | 0 | 0
3 | 15 | 21 | [17 empty] | 0 | 0
3 | 15 | 22 | [17 empty] | 0 | 0
3 | 15 | 23 | [17 empty] | 0 | 0
3 | 15 | 24 | [17 empty] | 0 | 0
3 | 16 | 1 | [17 empty] | 0 | 0
3 | 16 | 2 | [17 empty] | 0 | 0
3 | 16 | 3 | [17 empty] | 0 | 0
3 | 16 | 4 | [17 empty] | 0 | 0
3 | 16 | 5 | [17 empty] | 0 | 0
3 | 16 | 6 | [17 empty] | 0 | 0
3 | 16 | 7 | [17 empty] | 0 | 0
3 | 16 | 8 | [17 empty] | 0 | 0
3 | 16 | 9 | [17 empty] | 0 | 0
3 | 16 | 10 | [17 empty] | 0 | 0
3 | 16 | 11 | [17 empty] | 0 | 0
3 | 16 | 12 | [17 empty] | 0 | 0
3 | 16 | 13 | [17 empty] | 0 | 0
3 | 16 | 14 | [17 empty] | 0 | 0
3 | 16 | 15 | [17 empty] | 0 | 0
3 | 16 | 16 | [17 empty] | 0 | 0
3 | 16 | 17 | [17 empty] | 0 | 0
3 | 16 | 18 | [17 empty] | 0 | 0
3 | 16 | 19 | [17 empty] | 0 | 0
3 | 16 | 20 | [17 empty] | 0 | 0
3 | 16 | 21 | [17 empty] | 0 | 0
3 | 16 | 22 | [17 empty] | 0 | 0
3 | 16 | 23 | [17 empty] | 0 | 0
3 | 16 | 24 | [17 empty] | 0 | 0
3 | 17 | 1 | [17 empty] | 0 | 0
3 | 17 | 2 | [17 empty] | 0 | 0
3 | 17 | 3 | [17 empty] | 0 | 0
3 | 17 | 4 | [17 empty] | 0 | 0
3 | 17 | 5 | [17 empty] | 0 | 0
3 | 17 | 6 | [17 empty] | 0 | 0
3 | 17 | 7 | [17 empty] | 0 | 0
3 | 17 | 8 | [17 empty] | 0 | 0
3 | 17 | 9 | [17 empty] | 0 | 0
3 | 17 | 10 | [17 empty] | 0 | 0
3 | 17 | 11 | [17 empty] | 0 | 0
3 | 17 | 12 | [17 empty] | 0 | 0
3 | 17 | 13 | [17 empty] | 0 | 0
3 | 17 | 14 | [17 empty] | 0 | 0
3 | 17 | 15 | [17 empty] | 0 | 0
3 | 17 | 16 | [17 empty] | 0 | 0
3 | 17 | 17 | [17 empty] | 0 | 0
3 | 17 | 18 | [17 empty] | 0 | 0
3 | 17 | 19 | [17 empty] | 0 | 0
3 | 17 | 20 | [17 empty] | 0 | 0
3 | 17 | 21 | [17 empty] | 0 | 0
3 | 17 | 22 | [17 empty] | 0 | 0
3 | 17 | 23 | [17 empty] | 0 | 0
3 | 17 | 24 | [17 empty] | 0 | 0
3 | 18 | 1 | [17 empty] | 0 | 0
3 | 18 | 2 | [17 empty] | 0 | 0
3 | 18 | 3 | [17 empty] | 0 | 0
3 | 18 | 4 | [17 empty] | 0 | 0
3 | 18 | 5 | [17 empty] | 0 | 0
3 | 18 | 6 | [17 empty] | 0 | 0
3 | 18 | 7 | [17 empty] | 0 | 0
3 | 18 | 8 | [17 empty] | 0 | 0
3 | 18 | 9 | [17 empty] | 0 | 0
3 | 18 | 10 | [17 empty] | 0 | 0
3 | 18 | 11 | [17 empty] | 0 | 0
3 | 18 | 12 | [17 empty] | 0 | 0
3 | 18 | 13 | [17 empty] | 0 | 0
3 | 18 | 14 | [17 empty] | 0 | 0
3 | 18 | 15 | [17 empty] | 0 | 0
3 | 18 | 16 | [17 empty] | 0 | 0
3 | 18 | 17 | [17 empty] | 0 | 0
3 | 18 | 18 | [17 empty] | 0 | 0
3 | 18 | 19 | [17 empty] | 0 | 0
3 | 18 | 20 | [17 empty] | 0 | 0
3 | 18 | 21 | [17 empty] | 0 | 0
3 | 18 | 22 | [17 empty] | 0 | 0
3 | 18 | 23 | [17 empty] | 0 | 0
3 | 18 | 24 | [17 empty] | 0 | 0
3 | 19 | 1 | [17 empty] | 0 | 0
3 | 19 | 2 | [17 empty] | 0 | 0
3 | 19 | 3 | [17 empty] | 0 | 0
3 | 19 | 4 | [17 empty] | 0 | 0
3 | 19 | 5 | [17 empty] | 0 | 0
3 | 19 | 6 | [17 empty] | 0 | 0
3 | 19 | 7 | [17 empty] | 0 | 0
3 | 19 | 8 | [17 empty] | 0 | 0
3 | 19 | 9 | [17 empty] | 0 | 0
3 | 19 | 10 | [17 empty] | 0 | 0
3 | 19 | 11 | [17 empty] | 0 | 0
3 | 19 | 12 | [17 empty] | 0 | 0
3 | 19 | 13 | [17 empty] | 0 | 0
3 | 19 | 14 | [17 empty] | 0 | 0
3 | 19 | 15 | [17 empty] | 0 | 0
3 | 19 | 16 | [17 empty] | 0 | 0
3 | 19 | 17 | [17 empty] | 0 | 0
3 | 19 | 18 | [17 empty] | 0 | 0
3 | 19 | 19 | [17 empty] | 0 | 0
3 | 19 | 20 | [17 empty] | 0 | 0
3 | 19 | 21 | [17 empty] | 0 | 0
3 | 19 | 22 | [17 empty] | 0 | 0
3 | 19 | 23 | [17 empty] | 0 | 0
3 | 19 | 24 | [17 empty] | 0 | 0
3 | 20 | 1 | [17 empty] | 0 | 0
3 | 20 | 2 | [17 empty] | 0 | 0
3 | 20 | 3 | [17 empty] | 0 | 0
3 | 20 | 4 | [17 empty] | 0 | 0
3 | 20 | 5 | [17 empty] | 0 | 0
3 | 20 | 6 | [17 empty] | 0 | 0
3 | 20 | 7 | [17 empty] | 0 | 0
3 | 20 | 8 | [17 empty] | 0 | 0
3 | 20 | 9 | [17 empty] | 0 | 0
3 | 20 | 10 | [17 empty] | 0 | 0
3 | 20 | 11 | [17 empty] | 0 | 0
3 | 20 | 12 | [17 empty] | 0 | 0
3 | 20 | 13 | [17 empty] | 0 | 0
3 | 20 | 14 | [17 empty] | 0 | 0
3 | 20 | 15 | [17 empty] | 0 | 0
3 | 20 | 16 | [17 empty] | 0 | 0
3 | 20 | 17 | [17 empty] | 0 | 0
3 | 20 | 18 | [17 empty] | 0 | 0
3 | 20 | 19 | [17 empty] | 0 | 0
3 | 20 | 20 | [17 empty] | 0 | 0
3 | 20 | 21 | [17 empty] | 0 | 0
3 | 20 | 22 | [17 empty] | 0 | 0
3 | 20 | 23 | [17 empty] | 0 | 0
3 | 20 | 24 | [17 empty] | 0 | 0
3 | 21 | 1 | [17 empty] | 0 | 0
3 | 21 | 2 | [17 empty] | 0 | 0
3 | 21 | 3 | [17 empty] | 0 | 0
3 | 21 | 4 | [17 empty] | 0 | 0
3 | 21 | 5 | [17 empty] | 0 | 0
3 | 21 | 6 | [17 empty] | 0 | 0
3 | 21 | 7 | [17 empty] | 0 | 0
3 | 21 | 8 | [17 empty] | 0 | 0
3 | 21 | 9 | [17 empty] | 0 | 0
3 | 21 | 10 | [17 empty] | 0 | 0
3 | 21 | 11 | [17 empty] | 0 | 0
3 | 21 | 12 | [17 empty] | 0 | 0
3 | 21 | 13 | [17 empty] | 0 | 0
3 | 21 | 14 | [17 empty] | 0 | 0
3 | 21 | 15 | [17 empty] | 0 | 0
3 | 21 | 16 | [17 empty] | 0 | 0
3 | 21 | 17 | [17 empty] | 0 | 0
3 | 21 | 18 | [17 empty] | 0 | 0
3 | 21 | 19 | [17 empty] | 0 | 0
3 | 21 | 20 | [17 empty] | 0 | 0
3 | 21 | 21 | [17 empty] | 0 | 0
3 | 21 | 22 | [17 empty] | 0 | 0
3 | 21 | 23 | [17 empty] | 0 | 0
3 | 21 | 24 | [17 empty] | 0 | 0
3 | 22 | 1 | [17 empty] | 0 | 0
3 | 22 | 2 | [17 empty] | 0 | 0
3 | 22 | 3 | [17 empty] | 0 | 0
3 | 22 | 4 | [17 empty] | 0 | 0
3 | 22 | 5 | [17 empty] | 0 | 0
3 | 22 | 6 | [17 empty] | 0 | 0
3 | 22 | 7 | [17 empty] | 0 | 0
3 | 22 | 8 | [17 empty] | 0 | 0
3 | 22 | 9 | [17 empty] | 0 | 0
3 | 22 | 10 | [17 empty] | 0 | 0
3 | 22 | 11 | [17 empty] | 0 | 0
3 | 22 | 12 | [17 empty] | 0 | 0
3 | 22 | 13 | [17 empty] | 0 | 0
3 | 22 | 14 | [17 empty] | 0 | 0
3 | 22 | 15 | [17 empty] | 0 | 0
3 | 22 | 16 | [17 empty] | 0 | 0
3 | 22 | 17 | [17 empty] | 0 | 0
3 | 22 | 18 | [17 empty] | 0 | 0
3 | 22 | 19 | [17 empty] | 0 | 0
3 | 22 | 20 | [17 empty] | 0 | 0
3 | 22 | 21 | [17 empty] | 0 | 0
3 | 22 | 22 | [17 empty] | 0 | 0
3 | 22 | 23 | [17 empty] | 0 | 0
3 | 22 | 24 | [17 empty] | 0 | 0
3 | 23 | 1 | [17 empty] | 0 | 0
3 | 23 | 2 | [17 empty] | 0 | 0
3 | 23 | 3 | [17 empty] | 0 | 0
3 | 23 | 4 | [17 empty] | 0 | 0
3 | 23 | 5 | [17 empty] | 0 | 0
3 | 23 | 6 | [17 empty] | 0 | 0
3 | 23 | 7 | [17 empty] | 0 | 0
3 | 23 | 8 | [17 empty] | 0 | 0
3 | 23 | 9 | [17 empty] | 0 | 0
3 | 23 | 10 | [17 empty] | 0 | 0
3 | 23 | 11 | [17 empty] | 0 | 0
3 | 23 | 12 | [17 empty] | 0 | 0
3 | 23 | 13 | [17 empty] | 0 | 0
3 | 23 | 14 | [17 empty] | 0 | 0
3 | 23 | 15 | [17 empty] | 0 | 0
3 | 23 | 16 | [17 empty] | 0 | 0
3 | 23 | 17 | [17 empty] | 0 | 0
3 | 23 | 18 | [17 empty] | 0 | 0
3 | 23 | 19 | [17 empty] | 0 | 0
3 | 23 | 20 | [17 empty] | 0 | 0
3 | 23 | 21 | [17 empty] | 0 | 0
3 | 23 | 22 | [17 empty] | 0 | 0
3 | 23 | 23 | [17 empty] | 0 | 0
3 | 23 | 24 | [17 empty] | 0 | 0
3 | 24 | 1 | [17 empty] | 0 | 0
3 | 24 | 2 | [17 empty] | 0 | 0
3 | 24 | 3 | [17 empty] | 0 | 0
3 | 24 | 4 | [17 empty] | 0 | 0
3 | 24 | 5 | [17 empty] | 0 | 0
3 | 24 | 6 | [17 empty] | 0 | 0
3 | 24 | 7 | [17 empty] | 0 | 0
3 | 24 | 8 | [17 empty] | 0 | 0
3 | 24 | 9 | [17 empty] | 0 | 0
3 | 24 | 10 | [17 empty] | 0 | 0
3 | 24 | 11 | [17 empty] | 0 | 0
3 | 24 | 12 | [17 empty] | 0 | 0
3 | 24 | 13 | [17 empty] | 0 | 0
3 | 24 | 14 | [17 empty] | 0 | 0
3 | 24 | 15 | [17 empty] | 0 | 0
3 | 24 | 16 | [17 empty] | 0 | 0
3 | 24 | 17 | [17 empty] | 0 | 0
3 | 24 | 18 | [17 empty] | 0 | 0
3 | 24 | 19 | [17 empty] | 0 | 0
3 | 24 | 20 | [17 empty] | 0 | 0
3 | 24 | 21 | [17 empty] | 0 | 0
3 | 24 | 22 | [17 empty] | 0 | 0
3 | 24 | 23 | [17 empty] | 0 | 0
3 | 24 | 24 | [17 empty] | 0 | 0
3 | 25 | 1 | [17 empty] | 0 | 0
3 | 25 | 2 | [17 empty] | 0 | 0
3 | 25 | 3 | [17 empty] | 0 | 0
3 | 25 | 4 | [17 empty] | 0 | 0
3 | 25 | 5 | [17 empty] | 0 | 0
3 | 25 | 6 | [17 empty] | 0 | 0
3 | 25 | 7 | [17 empty] | 0 | 0
3 | 25 | 8 | [17 empty] | 0 | 0
3 | 25 | 9 | [17 empty] | 0 | 0
3 | 25 | 10 | [17 empty] | 0 | 0
3 | 25 | 11 | [17 empty] | 0 | 0
3 | 25 | 12 | [17 empty] | 0 | 0
3 | 25 | 13 | [17 empty] | 0 | 0
3 | 25 | 14 | [17 empty] | 0 | 0
3 | 25 | 15 | [17 empty] | 0 | 0
3 | 25 | 16 | [17 empty] | 0 | 0
3 | 25 | 17 | [17 empty] | 0 | 0
3 | 25 | 18 | [17 empty] | 0 | 0
3 | 25 | 19 | [17 empty] | 0 | 0
3 | 25 | 20 | [17 empty] | 0 | 0
3 | 25 | 21 | [17 empty] | 0 | 0
3 | 25 | 22 | [17 empty] | 0 | 0
3 | 25 | 23 | [17 empty] | 0 | 0
3 | 25 | 24 | [17 empty] | 0 | 0
3 | 26 | 1 | [17 empty] | 0 | 0
3 | 26 | 2 | [17 empty] | 0 | 0
3 | 26 | 3 | [17 empty] | 0 | 0
3 | 26 | 4 | [17 empty] | 0 | 0
3 | 26 | 5 | [17 empty] | 0 | 0
3 | 26 | 6 | [17 empty] | 0 | 0
3 | 26 | 7 | [17 empty] | 0 | 0
3 | 26 | 8 | [17 empty] | 0 | 0
3 | 26 | 9 | [17 empty] | 0 | 0
3 | 26 | 10 | [17 empty] | 0 | 0
3 | 26 | 11 | [17 empty] | 0 | 0
3 | 26 | 12 | [17 empty] | 0 | 0
3 | 26 | 13 | [17 empty] | 0 | 0
3 | 26 | 14 | [17 empty] | 0 | 0
3 | 26 | 15 | [17 empty] | 0 | 0
3 | 26 | 16 | [17 empty] | 0 | 0
3 | 26 | 17 | [17 empty] | 0 | 0
3 | 26 | 18 | [17 empty] | 0 | 0
3 | 26 | 19 | [17 empty] | 0 | 0
3 | 26 | 20 | [17 empty] | 0 | 0
3 | 26 | 21 | [17 empty] | 0 | 0
3 | 26 | 22 | [17 empty] | 0 | 0
3 | 26 | 23 | [17 empty] | 0 | 0
3 | 26 | 24 | [17 empty] | 0 | 0
3 | 27 | 1 | [17 empty] | 0 | 0
3 | 27 | 2 | [17 empty] | 0 | 0
3 | 27 | 3 | [17 empty] | 0 | 0
3 | 27 | 4 | [17 empty] | 0 | 0
3 | 27 | 5 | [17 empty] | 0 | 0
3 | 27 | 6 | [17 empty] | 0 | 0
3 | 27 | 7 | [17 empty] | 0 | 0
3 | 27 | 8 | [17 empty] | 0 | 0
3 | 27 | 9 | [17 empty] | 0 | 0
3 | 27 | 10 | [17 empty] | 0 | 0
3 | 27 | 11 | [17 empty] | 0 | 0
3 | 27 | 12 | [17 empty] | 0 | 0
3 | 27 | 13 | [17 empty] | 0 | 0
3 | 27 | 14 | [17 empty] | 0 | 0
3 | 27 | 15 | [17 empty] | 0 | 0
3 | 27 | 16 | [17 empty] | 0 | 0
3 | 27 | 17 | [17 empty] | 0 | 0
3 | 27 | 18 | [17 empty] | 0 | 0
3 | 27 | 19 | [17 empty] | 0 | 0
3 | 27 | 20 | [17 empty] | 0 | 0
3 | 27 | 21 | [17 empty] | 0 | 0
3 | 27 | 22 | [17 empty] | 0 | 0
3 | 27 | 23 | [17 empty] | 0 | 0
3 | 27 | 24 | [17 empty] | 0 | 0
3 | 28 | 1 | [17 empty] | 0 | 0
3 | 28 | 2 | [17 empty] | 0 | 0
3 | 28 | 3 | [17 empty] | 0 | 0
3 | 28 | 4 | [17 empty] | 0 | 0
3 | 28 | 5 | [17 empty] | 0 | 0
3 | 28 | 6 | [17 empty] | 0 | 0
3 | 28 | 7 | [17 empty] | 0 | 0
3 | 28 | 8 | [17 empty] | 0 | 0
3 | 28 | 9 | [17 empty] | 0 | 0
3 | 28 | 10 | [17 empty] | 0 | 0
3 | 28 | 11 | [17 empty] | 0 | 0
3 | 28 | 12 | [17 empty] | 0 | 0
3 | 28 | 13 | [17 empty] | 0 | 0
3 | 28 | 14 | [17 empty] | 0 | 0
3 | 28 | 15 | [17 empty] | 0 | 0
3 | 28 | 16 | [17 empty] | 0 | 0
3 | 28 | 17 | [17 empty] | 0 | 0
3 | 28 | 18 | [17 empty] | 0 | 0
3 | 28 | 19 | [17 empty] | 0 | 0
3 | 28 | 20 | [17 empty] | 0 | 0
3 | 28 | 21 | [17 empty] | 0 | 0
3 | 28 | 22 | [17 empty] | 0 | 0
3 | 28 | 23 | [17 empty] | 0 | 0
3 | 28 | 24 | [17 empty] | 0 | 0
3 | 29 | 1 | [17 empty] | 0 | 0
3 | 29 | 2 | [17 empty] | 0 | 0
3 | 29 | 3 | [17 empty] | 0 | 0
3 | 29 | 4 | [17 empty] | 0 | 0
3 | 29 | 5 | [17 empty] | 0 | 0
3 | 29 | 6 | [17 empty] | 0 | 0
3 | 29 | 7 | [17 empty] | 0 | 0
3 | 29 | 8 | [17 empty] | 0 | 0
3 | 29 | 9 | [17 empty] | 0 | 0
3 | 29 | 10 | [17 empty] | 0 | 0
3 | 29 | 11 | [17 empty] | 0 | 0
3 | 29 | 12 | [17 empty] | 0 | 0
3 | 29 | 13 | [17 empty] | 0 | 0
3 | 29 | 14 | [17 empty] | 0 | 0
3 | 29 | 15 | [17 empty] | 0 | 0
3 | 29 | 16 | [17 empty] | 0 | 0
3 | 29 | 17 | [17 empty] | 0 | 0
3 | 29 | 18 | [17 empty] | 0 | 0
3 | 29 | 19 | [17 empty] | 0 | 0
3 | 29 | 20 | [17 empty] | 0 | 0
3 | 29 | 21 | [17 empty] | 0 | 0
3 | 29 | 22 | [17 empty] | 0 | 0
3 | 29 | 23 | [17 empty] | 0 | 0
3 | 29 | 24 | [17 empty] | 0 | 0
3 | 30 | 1 | [17 empty] | 0 | 0
3 | 30 | 2 | [17 empty] | 0 | 0
3 | 30 | 3 | [17 empty] | 0 | 0
3 | 30 | 4 | [17 empty] | 0 | 0
3 | 30 | 5 | [17 empty] | 0 | 0
3 | 30 | 6 | [17 empty] | 0 | 0
3 | 30 | 7 | [17 empty] | 0 | 0
3 | 30 | 8 | [17 empty] | 0 | 0
3 | 30 | 9 | [17 empty] | 0 | 0
3 | 30 | 10 | [17 empty] | 0 | 0
3 | 30 | 11 | [17 empty] | 0 | 0
3 | 30 | 12 | [17 empty] | 0 | 0
3 | 30 | 13 | [17 empty] | 0 | 0
3 | 30 | 14 | [17 empty] | 0 | 0
3 | 30 | 15 | [17 empty] | 0 | 0
3 | 30 | 16 | [17 empty] | 0 | 0
3 | 30 | 17 | [17 empty] | 0 | 0
3 | 30 | 18 | [17 empty] | 0 | 0
3 | 30 | 19 | [17 empty] | 0 | 0
3 | 30 | 20 | [17 empty] | 0 | 0
3 | 30 | 21 | [17 empty] | 0 | 0
3 | 30 | 22 | [17 empty] | 0 | 0
3 | 30 | 23 | [17 empty] | 0 | 0
3 | 30 | 24 | [17 empty] | 0 | 0
3 | 31 | 1 | [17 empty] | 0 | 0
3 | 31 | 2 | [17 empty] | 0 | 0
3 | 31 | 3 | [17 empty] | 0 | 0
3 | 31 | 4 | [17 empty] | 0 | 0
3 | 31 | 5 | [17 empty] | 0 | 0
3 | 31 | 6 | [17 empty] | 0 | 0
3 | 31 | 7 | [17 empty] | 0 | 0
3 | 31 | 8 | [17 empty] | 0 | 0
3 | 31 | 9 | [17 empty] | 0 | 0
3 | 31 | 10 | [17 empty] | 0 | 0
3 | 31 | 11 | [17 empty] | 0 | 0
3 | 31 | 12 | [17 empty] | 0 | 0
3 | 31 | 13 | [17 empty] | 0 | 0
3 | 31 | 14 | [17 empty] | 0 | 0
3 | 31 | 15 | [17 empty] | 0 | 0
3 | 31 | 16 | [17 empty] | 0 | 0
3 | 31 | 17 | [17 empty] | 0 | 0
3 | 31 | 18 | [17 empty] | 0 | 0
3 | 31 | 19 | [17 empty] | 0 | 0
3 | 31 | 20 | [17 empty] | 0 | 0
3 | 31 | 21 | [17 empty] | 0 | 0
3 | 31 | 22 | [17 empty] | 0 | 0
3 | 31 | 23 | [17 empty] | 0 | 0
3 | 31 | 24 | [17 empty] | 0 | 0
4 | 1 | 1 | [17 empty] | 0 | 0
4 | 1 | 2 | [17 empty] | 0 | 0
4 | 1 | 3 | [17 empty] | 0 | 0
4 | 1 | 4 | [17 empty] | 0 | 0
4 | 1 | 5 | [17 empty] | 0 | 0
4 | 1 | 6 | [17 empty] | 0 | 0
4 | 1 | 7 | [17 empty] | 0 | 0
4 | 1 | 8 | [17 empty] | 0 | 0
4 | 1 | 9 | [17 empty] | 0 | 0
4 | 1 | 10 | [17 empty] | 0 | 0
4 | 1 | 11 | [17 empty] | 0 | 0
4 | 1 | 12 | [17 empty] | 0 | 0
4 | 1 | 13 | [17 empty] | 0 | 0
4 | 1 | 14 | [17 empty] | 0 | 0
4 | 1 | 15 | [17 empty] | 0 | 0
4 | 1 | 16 | [17 empty] | 0 | 0
4 | 1 | 17 | [17 empty] | 0 | 0
4 | 1 | 18 | [17 empty] | 0 | 0
4 | 1 | 19 | [17 empty] | 0 | 0
4 | 1 | 20 | [17 empty] | 0 | 0
4 | 1 | 21 | [17 empty] | 0 | 0
4 | 1 | 22 | [17 empty] | 0 | 0
4 | 1 | 23 | [17 empty] | 0 | 0
4 | 1 | 24 | [17 empty] | 0 | 0
4 | 2 | 1 | [17 empty] | 0 | 0
4 | 2 | 2 | [17 empty] | 0 | 0
4 | 2 | 3 | [17 empty] | 0 | 0
4 | 2 | 4 | [17 empty] | 0 | 0
4 | 2 | 5 | [17 empty] | 0 | 0
4 | 2 | 6 | [17 empty] | 0 | 0
4 | 2 | 7 | [17 empty] | 0 | 0
4 | 2 | 8 | [17 empty] | 0 | 0
4 | 2 | 9 | [17 empty] | 0 | 0
4 | 2 | 10 | [17 empty] | 0 | 0
4 | 2 | 11 | [17 empty] | 0 | 0
4 | 2 | 12 | [17 empty] | 0 | 0
4 | 2 | 13 | [17 empty] | 0 | 0
4 | 2 | 14 | [17 empty] | 0 | 0
4 | 2 | 15 | [17 empty] | 0 | 0
4 | 2 | 16 | [17 empty] | 0 | 0
4 | 2 | 17 | [17 empty] | 0 | 0
4 | 2 | 18 | [17 empty] | 0 | 0
4 | 2 | 19 | [17 empty] | 0 | 0
4 | 2 | 20 | [17 empty] | 0 | 0
4 | 2 | 21 | [17 empty] | 0 | 0
4 | 2 | 22 | [17 empty] | 0 | 0
4 | 2 | 23 | [17 empty] | 0 | 0
4 | 2 | 24 | [17 empty] | 0 | 0
4 | 3 | 1 | [17 empty] | 0 | 0
4 | 3 | 2 | [17 empty] | 0 | 0
4 | 3 | 3 | [17 empty] | 0 | 0
4 | 3 | 4 | [17 empty] | 0 | 0
4 | 3 | 5 | [17 empty] | 0 | 0
4 | 3 | 6 | [17 empty] | 0 | 0
4 | 3 | 7 | [17 empty] | 0 | 0
4 | 3 | 8 | [17 empty] | 0 | 0
4 | 3 | 9 | [17 empty] | 0 | 0
4 | 3 | 10 | [17 empty] | 0 | 0
4 | 3 | 11 | [17 empty] | 0 | 0
4 | 3 | 12 | [17 empty] | 0 | 0
4 | 3 | 13 | [17 empty] | 0 | 0
4 | 3 | 14 | [17 empty] | 0 | 0
4 | 3 | 15 | [17 empty] | 0 | 0
4 | 3 | 16 | [17 empty] | 0 | 0
4 | 3 | 17 | [17 empty] | 0 | 0
4 | 3 | 18 | [17 empty] | 0 | 0
4 | 3 | 19 | [17 empty] | 0 | 0
4 | 3 | 20 | [17 empty] | 0 | 0
4 | 3 | 21 | [17 empty] | 0 | 0
4 | 3 | 22 | [17 empty] | 0 | 0
4 | 3 | 23 | [17 empty] | 0 | 0
4 | 3 | 24 | [17 empty] | 0 | 0
4 | 4 | 1 | [17 empty] | 0 | 0
4 | 4 | 2 | [17 empty] | 0 | 0
4 | 4 | 3 | [17 empty] | 0 | 0
4 | 4 | 4 | [17 empty] | 0 | 0
4 | 4 | 5 | [17 empty] | 0 | 0
4 | 4 | 6 | [17 empty] | 0 | 0
4 | 4 | 7 | [17 empty] | 0 | 0
4 | 4 | 8 | [17 empty] | 0 | 0
4 | 4 | 9 | [17 empty] | 0 | 0
4 | 4 | 10 | [17 empty] | 0 | 0
4 | 4 | 11 | [17 empty] | 0 | 0
4 | 4 | 12 | [17 empty] | 0 | 0
4 | 4 | 13 | [17 empty] | 0 | 0
4 | 4 | 14 | [17 empty] | 0 | 0
4 | 4 | 15 | [17 empty] | 0 | 0
4 | 4 | 16 | [17 empty] | 0 | 0
4 | 4 | 17 | [17 empty] | 0 | 0
4 | 4 | 18 | [17 empty] | 0 | 0
4 | 4 | 19 | [17 empty] | 0 | 0
4 | 4 | 20 | [17 empty] | 0 | 0
4 | 4 | 21 | [17 empty] | 0 | 0
4 | 4 | 22 | [17 empty] | 0 | 0
4 | 4 | 23 | [17 empty] | 0 | 0
4 | 4 | 24 | [17 empty] | 0 | 0
4 | 5 | 1 | [17 empty] | 0 | 0
4 | 5 | 2 | [17 empty] | 0 | 0
4 | 5 | 3 | [17 empty] | 0 | 0
4 | 5 | 4 | [17 empty] | 0 | 0
4 | 5 | 5 | [17 empty] | 0 | 0
4 | 5 | 6 | [17 empty] | 0 | 0
4 | 5 | 7 | [17 empty] | 0 | 0
4 | 5 | 8 | [17 empty] | 0 | 0
4 | 5 | 9 | [17 empty] | 0 | 0
4 | 5 | 10 | [17 empty] | 0 | 0
4 | 5 | 11 | [17 empty] | 0 | 0
4 | 5 | 12 | [17 empty] | 0 | 0
4 | 5 | 13 | [17 empty] | 0 | 0
4 | 5 | 14 | [17 empty] | 0 | 0
4 | 5 | 15 | [17 empty] | 0 | 0
4 | 5 | 16 | [17 empty] | 0 | 0
4 | 5 | 17 | [17 empty] | 0 | 0
4 | 5 | 18 | [17 empty] | 0 | 0
4 | 5 | 19 | [17 empty] | 0 | 0
4 | 5 | 20 | [17 empty] | 0 | 0
4 | 5 | 21 | [17 empty] | 0 | 0
4 | 5 | 22 | [17 empty] | 0 | 0
4 | 5 | 23 | [17 empty] | 0 | 0
4 | 5 | 24 | [17 empty] | 0 | 0
4 | 6 | 1 | [17 empty] | 0 | 0
4 | 6 | 2 | [17 empty] | 0 | 0
4 | 6 | 3 | [17 empty] | 0 | 0
4 | 6 | 4 | [17 empty] | 0 | 0
4 | 6 | 5 | [17 empty] | 0 | 0
4 | 6 | 6 | [17 empty] | 0 | 0
4 | 6 | 7 | [17 empty] | 0 | 0
4 | 6 | 8 | [17 empty] | 0 | 0
4 | 6 | 9 | [17 empty] | 0 | 0
4 | 6 | 10 | [17 empty] | 0 | 0
4 | 6 | 11 | [17 empty] | 0 | 0
4 | 6 | 12 | [17 empty] | 0 | 0
4 | 6 | 13 | [17 empty] | 0 | 0
4 | 6 | 14 | [17 empty] | 0 | 0
4 | 6 | 15 | [17 empty] | 0 | 0
4 | 6 | 16 | [17 empty] | 0 | 0
4 | 6 | 17 | [17 empty] | 0 | 0
4 | 6 | 18 | [17 empty] | 0 | 0
4 | 6 | 19 | [17 empty] | 0 | 0
4 | 6 | 20 | [17 empty] | 0 | 0
4 | 6 | 21 | [17 empty] | 0 | 0
4 | 6 | 22 | [17 empty] | 0 | 0
4 | 6 | 23 | [17 empty] | 0 | 0
4 | 6 | 24 | [17 empty] | 0 | 0
4 | 7 | 1 | [17 empty] | 0 | 0
4 | 7 | 2 | [17 empty] | 0 | 0
4 | 7 | 3 | [17 empty] | 0 | 0
4 | 7 | 4 | [17 empty] | 0 | 0
4 | 7 | 5 | [17 empty] | 0 | 0
4 | 7 | 6 | [17 empty] | 0 | 0
4 | 7 | 7 | [17 empty] | 0 | 0
4 | 7 | 8 | [17 empty] | 0 | 0
4 | 7 | 9 | [17 empty] | 0 | 0
4 | 7 | 10 | [17 empty] | 0 | 0
4 | 7 | 11 | [17 empty] | 0 | 0
4 | 7 | 12 | [17 empty] | 0 | 0
4 | 7 | 13 | [17 empty] | 0 | 0
4 | 7 | 14 | [17 empty] | 0 | 0
4 | 7 | 15 | [17 empty] | 0 | 0
4 | 7 | 16 | [17 empty] | 0 | 0
4 | 7 | 17 | [17 empty] | 0 | 0
4 | 7 | 18 | [17 empty] | 0 | 0
4 | 7 | 19 | [17 empty] | 0 | 0
4 | 7 | 20 | [17 empty] | 0 | 0
4 | 7 | 21 | [17 empty] | 0 | 0
4 | 7 | 22 | [17 empty] | 0 | 0
4 | 7 | 23 | [17 empty] | 0 | 0
4 | 7 | 24 | [17 empty] | 0 | 0
4 | 8 | 1 | [17 empty] | 0 | 0
4 | 8 | 2 | [17 empty] | 0 | 0
4 | 8 | 3 | [17 empty] | 0 | 0
4 | 8 | 4 | [17 empty] | 0 | 0
4 | 8 | 5 | [17 empty] | 0 | 0
4 | 8 | 6 | [17 empty] | 0 | 0
4 | 8 | 7 | [17 empty] | 0 | 0
4 | 8 | 8 | [17 empty] | 0 | 0
4 | 8 | 9 | [17 empty] | 0 | 0
4 | 8 | 10 | [17 empty] | 0 | 0
4 | 8 | 11 | [17 empty] | 0 | 0
4 | 8 | 12 | [17 empty] | 0 | 0
4 | 8 | 13 | [17 empty] | 0 | 0
4 | 8 | 14 | [17 empty] | 0 | 0
4 | 8 | 15 | [17 empty] | 0 | 0
4 | 8 | 16 | [17 empty] | 0 | 0
4 | 8 | 17 | [17 empty] | 0 | 0
4 | 8 | 18 | [17 empty] | 0 | 0
4 | 8 | 19 | [17 empty] | 0 | 0
4 | 8 | 20 | [17 empty] | 0 | 0
4 | 8 | 21 | [17 empty] | 0 | 0
4 | 8 | 22 | [17 empty] | 0 | 0
4 | 8 | 23 | [17 empty] | 0 | 0
4 | 8 | 24 | [17 empty] | 0 | 0
4 | 9 | 1 | [17 empty] | 0 | 0
4 | 9 | 2 | [17 empty] | 0 | 0
4 | 9 | 3 | [17 empty] | 0 | 0
4 | 9 | 4 | [17 empty] | 0 | 0
4 | 9 | 5 | [17 empty] | 0 | 0
4 | 9 | 6 | [17 empty] | 0 | 0
4 | 9 | 7 | [17 empty] | 0 | 0
4 | 9 | 8 | [17 empty] | 0 | 0
4 | 9 | 9 | [17 empty] | 0 | 0
4 | 9 | 10 | [17 empty] | 0 | 0
4 | 9 | 11 | [17 empty] | 0 | 0
4 | 9 | 12 | [17 empty] | 0 | 0
4 | 9 | 13 | [17 empty] | 0 | 0
4 | 9 | 14 | [17 empty] | 0 | 0
4 | 9 | 15 | [17 empty] | 0 | 0
4 | 9 | 16 | [17 empty] | 0 | 0
4 | 9 | 17 | [17 empty] | 0 | 0
4 | 9 | 18 | [17 empty] | 0 | 0
4 | 9 | 19 | [17 empty] | 0 | 0
4 | 9 | 20 | [17 empty] | 0 | 0
4 | 9 | 21 | [17 empty] | 0 | 0
4 | 9 | 22 | [17 empty] | 0 | 0
4 | 9 | 23 | [17 empty] | 0 | 0
4 | 9 | 24 | [17 empty] | 0 | 0
4 | 10 | 1 | [17 empty] | 0 | 0
4 | 10 | 2 | [17 empty] | 0 | 0
4 | 10 | 3 | [17 empty] | 0 | 0
4 | 10 | 4 | [17 empty] | 0 | 0
4 | 10 | 5 | [17 empty] | 0 | 0
4 | 10 | 6 | [17 empty] | 0 | 0
4 | 10 | 7 | [17 empty] | 0 | 0
4 | 10 | 8 | [17 empty] | 0 | 0
4 | 10 | 9 | [17 empty] | 0 | 0
4 | 10 | 10 | [17 empty] | 0 | 0
4 | 10 | 11 | [17 empty] | 0 | 0
4 | 10 | 12 | [17 empty] | 0 | 0
4 | 10 | 13 | [17 empty] | 0 | 0
4 | 10 | 14 | [17 empty] | 0 | 0
4 | 10 | 15 | [17 empty] | 0 | 0
4 | 10 | 16 | [17 empty] | 0 | 0
4 | 10 | 17 | [17 empty] | 0 | 0
4 | 10 | 18 | [17 empty] | 0 | 0
4 | 10 | 19 | [17 empty] | 0 | 0
4 | 10 | 20 | [17 empty] | 0 | 0
4 | 10 | 21 | [17 empty] | 0 | 0
4 | 10 | 22 | [17 empty] | 0 | 0
4 | 10 | 23 | [17 empty] | 0 | 0
4 | 10 | 24 | [17 empty] | 0 | 0
4 | 11 | 1 | [17 empty] | 0 | 0
4 | 11 | 2 | [17 empty] | 0 | 0
4 | 11 | 3 | [17 empty] | 0 | 0
4 | 11 | 4 | [17 empty] | 0 | 0
4 | 11 | 5 | [17 empty] | 0 | 0
4 | 11 | 6 | [17 empty] | 0 | 0
4 | 11 | 7 | [17 empty] | 0 | 0
4 | 11 | 8 | [17 empty] | 0 | 0
4 | 11 | 9 | [17 empty] | 0 | 0
4 | 11 | 10 | [17 empty] | 0 | 0
4 | 11 | 11 | [17 empty] | 0 | 0
4 | 11 | 12 | [17 empty] | 0 | 0
4 | 11 | 13 | [17 empty] | 0 | 0
4 | 11 | 14 | [17 empty] | 0 | 0
4 | 11 | 15 | [17 empty] | 0 | 0
4 | 11 | 16 | [17 empty] | 0 | 0
4 | 11 | 17 | [17 empty] | 0 | 0
4 | 11 | 18 | [17 empty] | 0 | 0
4 | 11 | 19 | [17 empty] | 0 | 0
4 | 11 | 20 | [17 empty] | 0 | 0
4 | 11 | 21 | [17 empty] | 0 | 0
4 | 11 | 22 | [17 empty] | 0 | 0
4 | 11 | 23 | [17 empty] | 0 | 0
4 | 11 | 24 | [17 empty] | 0 | 0
4 | 12 | 1 | [17 empty] | 0 | 0
4 | 12 | 2 | [17 empty] | 0 | 0
4 | 12 | 3 | [17 empty] | 0 | 0
4 | 12 | 4 | [17 empty] | 0 | 0
4 | 12 | 5 | [17 empty] | 0 | 0
4 | 12 | 6 | [17 empty] | 0 | 0
4 | 12 | 7 | [17 empty] | 0 | 0
4 | 12 | 8 | [17 empty] | 0 | 0
4 | 12 | 9 | [17 empty] | 0 | 0
4 | 12 | 10 | [17 empty] | 0 | 0
4 | 12 | 11 | [17 empty] | 0 | 0
4 | 12 | 12 | [17 empty] | 0 | 0
4 | 12 | 13 | [17 empty] | 0 | 0
4 | 12 | 14 | [17 empty] | 0 | 0
4 | 12 | 15 | [17 empty] | 0 | 0
4 | 12 | 16 | [17 empty] | 0 | 0
4 | 12 | 17 | [17 empty] | 0 | 0
4 | 12 | 18 | [17 empty] | 0 | 0
4 | 12 | 19 | [17 empty] | 0 | 0
4 | 12 | 20 | [17 empty] | 0 | 0
4 | 12 | 21 | [17 empty] | 0 | 0
4 | 12 | 22 | [17 empty] | 0 | 0
4 | 12 | 23 | [17 empty] | 0 | 0
4 | 12 | 24 | [17 empty] | 0 | 0
4 | 13 | 1 | [17 empty] | 0 | 0
4 | 13 | 2 | [17 empty] | 0 | 0
4 | 13 | 3 | [17 empty] | 0 | 0
4 | 13 | 4 | [17 empty] | 0 | 0
4 | 13 | 5 | [17 empty] | 0 | 0
4 | 13 | 6 | [17 empty] | 0 | 0
4 | 13 | 7 | [17 empty] | 0 | 0
4 | 13 | 8 | [17 empty] | 0 | 0
4 | 13 | 9 | [17 empty] | 0 | 0
4 | 13 | 10 | [17 empty] | 0 | 0
4 | 13 | 11 | [17 empty] | 0 | 0
4 | 13 | 12 | [17 empty] | 0 | 0
4 | 13 | 13 | [17 empty] | 0 | 0
4 | 13 | 14 | [17 empty] | 0 | 0
4 | 13 | 15 | [17 empty] | 0 | 0
4 | 13 | 16 | [17 empty] | 0 | 0
4 | 13 | 17 | [17 empty] | 0 | 0
4 | 13 | 18 | [17 empty] | 0 | 0
4 | 13 | 19 | [17 empty] | 0 | 0
4 | 13 | 20 | [17 empty] | 0 | 0
4 | 13 | 21 | [17 empty] | 0 | 0
4 | 13 | 22 | [17 empty] | 0 | 0
4 | 13 | 23 | [17 empty] | 0 | 0
4 | 13 | 24 | [17 empty] | 0 | 0
4 | 14 | 1 | [17 empty] | 0 | 0
4 | 14 | 2 | [17 empty] | 0 | 0
4 | 14 | 3 | [17 empty] | 0 | 0
4 | 14 | 4 | [17 empty] | 0 | 0
4 | 14 | 5 | [17 empty] | 0 | 0
4 | 14 | 6 | [17 empty] | 0 | 0
4 | 14 | 7 | [17 empty] | 0 | 0
4 | 14 | 8 | [17 empty] | 0 | 0
4 | 14 | 9 | [17 empty] | 0 | 0
4 | 14 | 10 | [17 empty] | 0 | 0
4 | 14 | 11 | [17 empty] | 0 | 0
4 | 14 | 12 | [17 empty] | 0 | 0
4 | 14 | 13 | [17 empty] | 0 | 0
4 | 14 | 14 | [17 empty] | 0 | 0
4 | 14 | 15 | [17 empty] | 0 | 0
4 | 14 | 16 | [17 empty] | 0 | 0
4 | 14 | 17 | [17 empty] | 0 | 0
4 | 14 | 18 | [17 empty] | 0 | 0
4 | 14 | 19 | [17 empty] | 0 | 0
4 | 14 | 20 | [17 empty] | 0 | 0
4 | 14 | 21 | [17 empty] | 0 | 0
4 | 14 | 22 | [17 empty] | 0 | 0
4 | 14 | 23 | [17 empty] | 0 | 0
4 | 14 | 24 | [17 empty] | 0 | 0
4 | 15 | 1 | [17 empty] | 0 | 0
4 | 15 | 2 | [17 empty] | 0 | 0
4 | 15 | 3 | [17 empty] | 0 | 0
4 | 15 | 4 | [17 empty] | 0 | 0
4 | 15 | 5 | [17 empty] | 0 | 0
4 | 15 | 6 | [17 empty] | 0 | 0
4 | 15 | 7 | [17 empty] | 0 | 0
4 | 15 | 8 | [17 empty] | 0 | 0
4 | 15 | 9 | [17 empty] | 0 | 0
4 | 15 | 10 | [17 empty] | 0 | 0
4 | 15 | 11 | [17 empty] | 0 | 0
4 | 15 | 12 | [17 empty] | 0 | 0
4 | 15 | 13 | [17 empty] | 0 | 0
4 | 15 | 14 | [17 empty] | 0 | 0
4 | 15 | 15 | [17 empty] | 0 | 0
4 | 15 | 16 | [17 empty] | 0 | 0
4 | 15 | 17 | [17 empty] | 0 | 0
4 | 15 | 18 | [17 empty] | 0 | 0
4 | 15 | 19 | [17 empty] | 0 | 0
4 | 15 | 20 | [17 empty] | 0 | 0
4 | 15 | 21 | [17 empty] | 0 | 0
4 | 15 | 22 | [17 empty] | 0 | 0
4 | 15 | 23 | [17 empty] | 0 | 0
4 | 15 | 24 | [17 empty] | 0 | 0
4 | 16 | 1 | [17 empty] | 0 | 0
4 | 16 | 2 | [17 empty] | 0 | 0
4 | 16 | 3 | [17 empty] | 0 | 0
4 | 16 | 4 | [17 empty] | 0 | 0
4 | 16 | 5 | [17 empty] | 0 | 0
4 | 16 | 6 | [17 empty] | 0 | 0
4 | 16 | 7 | [17 empty] | 0 | 0
4 | 16 | 8 | [17 empty] | 0 | 0
4 | 16 | 9 | [17 empty] | 0 | 0
4 | 16 | 10 | [17 empty] | 0 | 0
4 | 16 | 11 | [17 empty] | 0 | 0
4 | 16 | 12 | [17 empty] | 0 | 0
4 | 16 | 13 | [17 empty] | 0 | 0
4 | 16 | 14 | [17 empty] | 0 | 0
4 | 16 | 15 | [17 empty] | 0 | 0
4 | 16 | 16 | [17 empty] | 0 | 0
4 | 16 | 17 | [17 empty] | 0 | 0
4 | 16 | 18 | [17 empty] | 0 | 0
4 | 16 | 19 | [17 empty] | 0 | 0
4 | 16 | 20 | [17 empty] | 0 | 0
4 | 16 | 21 | [17 empty] | 0 | 0
4 | 16 | 22 | [17 empty] | 0 | 0
4 | 16 | 23 | [17 empty] | 0 | 0
4 | 16 | 24 | [17 empty] | 0 | 0
4 | 17 | 1 | [17 empty] | 0 | 0
4 | 17 | 2 | [17 empty] | 0 | 0
4 | 17 | 3 | [17 empty] | 0 | 0
4 | 17 | 4 | [17 empty] | 0 | 0
4 | 17 | 5 | [17 empty] | 0 | 0
4 | 17 | 6 | [17 empty] | 0 | 0
4 | 17 | 7 | [17 empty] | 0 | 0
4 | 17 | 8 | [17 empty] | 0 | 0
4 | 17 | 9 | [17 empty] | 0 | 0
4 | 17 | 10 | [17 empty] | 0 | 0
4 | 17 | 11 | [17 empty] | 0 | 0
4 | 17 | 12 | [17 empty] | 0 | 0
4 | 17 | 13 | [17 empty] | 0 | 0
4 | 17 | 14 | [17 empty] | 0 | 0
4 | 17 | 15 | [17 empty] | 0 | 0
4 | 17 | 16 | [17 empty] | 0 | 0
4 | 17 | 17 | [17 empty] | 0 | 0
4 | 17 | 18 | [17 empty] | 0 | 0
4 | 17 | 19 | [17 empty] | 0 | 0
4 | 17 | 20 | [17 empty] | 0 | 0
4 | 17 | 21 | [17 empty] | 0 | 0
4 | 17 | 22 | [17 empty] | 0 | 0
4 | 17 | 23 | [17 empty] | 0 | 0
4 | 17 | 24 | [17 empty] | 0 | 0
4 | 18 | 1 | [17 empty] | 0 | 0
4 | 18 | 2 | [17 empty] | 0 | 0
4 | 18 | 3 | [17 empty] | 0 | 0
4 | 18 | 4 | [17 empty] | 0 | 0
4 | 18 | 5 | [17 empty] | 0 | 0
4 | 18 | 6 | [17 empty] | 0 | 0
4 | 18 | 7 | [17 empty] | 0 | 0
4 | 18 | 8 | [17 empty] | 0 | 0
4 | 18 | 9 | [17 empty] | 0 | 0
4 | 18 | 10 | [17 empty] | 0 | 0
4 | 18 | 11 | [17 empty] | 0 | 0
4 | 18 | 12 | [17 empty] | 0 | 0
4 | 18 | 13 | [17 empty] | 0 | 0
4 | 18 | 14 | [17 empty] | 0 | 0
4 | 18 | 15 | [17 empty] | 0 | 0
4 | 18 | 16 | [17 empty] | 0 | 0
4 | 18 | 17 | [17 empty] | 0 | 0
4 | 18 | 18 | [17 empty] | 0 | 0
4 | 18 | 19 | [17 empty] | 0 | 0
4 | 18 | 20 | [17 empty] | 0 | 0
4 | 18 | 21 | [17 empty] | 0 | 0
4 | 18 | 22 | [17 empty] | 0 | 0
4 | 18 | 23 | [17 empty] | 0 | 0
4 | 18 | 24 | [17 empty] | 0 | 0
4 | 19 | 1 | [17 empty] | 0 | 0
4 | 19 | 2 | [17 empty] | 0 | 0
4 | 19 | 3 | [17 empty] | 0 | 0
4 | 19 | 4 | [17 empty] | 0 | 0
4 | 19 | 5 | [17 empty] | 0 | 0
4 | 19 | 6 | [17 empty] | 0 | 0
4 | 19 | 7 | [17 empty] | 0 | 0
4 | 19 | 8 | [17 empty] | 0 | 0
4 | 19 | 9 | [17 empty] | 0 | 0
4 | 19 | 10 | [17 empty] | 0 | 0
4 | 19 | 11 | [17 empty] | 0 | 0
4 | 19 | 12 | [17 empty] | 0 | 0
4 | 19 | 13 | [17 empty] | 0 | 0
4 | 19 | 14 | [17 empty] | 0 | 0
4 | 19 | 15 | [17 empty] | 0 | 0
4 | 19 | 16 | [17 empty] | 0 | 0
4 | 19 | 17 | [17 empty] | 0 | 0
4 | 19 | 18 | [17 empty] | 0 | 0
4 | 19 | 19 | [17 empty] | 0 | 0
4 | 19 | 20 | [17 empty] | 0 | 0
4 | 19 | 21 | [17 empty] | 0 | 0
4 | 19 | 22 | [17 empty] | 0 | 0
4 | 19 | 23 | [17 empty] | 0 | 0
4 | 19 | 24 | [17 empty] | 0 | 0
4 | 20 | 1 | [17 empty] | 0 | 0
4 | 20 | 2 | [17 empty] | 0 | 0
4 | 20 | 3 | [17 empty] | 0 | 0
4 | 20 | 4 | [17 empty] | 0 | 0
4 | 20 | 5 | [17 empty] | 0 | 0
4 | 20 | 6 | [17 empty] | 0 | 0
4 | 20 | 7 | [17 empty] | 0 | 0
4 | 20 | 8 | [17 empty] | 0 | 0
4 | 20 | 9 | [17 empty] | 0 | 0
4 | 20 | 10 | [17 empty] | 0 | 0
4 | 20 | 11 | [17 empty] | 0 | 0
4 | 20 | 12 | [17 empty] | 0 | 0
4 | 20 | 13 | [17 empty] | 0 | 0
4 | 20 | 14 | [17 empty] | 0 | 0
4 | 20 | 15 | [17 empty] | 0 | 0
4 | 20 | 16 | [17 empty] | 0 | 0
4 | 20 | 17 | [17 empty] | 0 | 0
4 | 20 | 18 | [17 empty] | 0 | 0
4 | 20 | 19 | [17 empty] | 0 | 0
4 | 20 | 20 | [17 empty] | 0 | 0
4 | 20 | 21 | [17 empty] | 0 | 0
4 | 20 | 22 | [17 empty] | 0 | 0
4 | 20 | 23 | [17 empty] | 0 | 0
4 | 20 | 24 | [17 empty] | 0 | 0
4 | 21 | 1 | [17 empty] | 0 | 0
4 | 21 | 2 | [17 empty] | 0 | 0
4 | 21 | 3 | [17 empty] | 0 | 0
4 | 21 | 4 | [17 empty] | 0 | 0
4 | 21 | 5 | [17 empty] | 0 | 0
4 | 21 | 6 | [17 empty] | 0 | 0
4 | 21 | 7 | [17 empty] | 0 | 0
4 | 21 | 8 | [17 empty] | 0 | 0
4 | 21 | 9 | [17 empty] | 0 | 0
4 | 21 | 10 | [17 empty] | 0 | 0
4 | 21 | 11 | [17 empty] | 0 | 0
4 | 21 | 12 | [17 empty] | 0 | 0
4 | 21 | 13 | [17 empty] | 0 | 0
4 | 21 | 14 | [17 empty] | 0 | 0
4 | 21 | 15 | [17 empty] | 0 | 0
4 | 21 | 16 | [17 empty] | 0 | 0
4 | 21 | 17 | [17 empty] | 0 | 0
4 | 21 | 18 | [17 empty] | 0 | 0
4 | 21 | 19 | [17 empty] | 0 | 0
4 | 21 | 20 | [17 empty] | 0 | 0
4 | 21 | 21 | [17 empty] | 0 | 0
4 | 21 | 22 | [17 empty] | 0 | 0
4 | 21 | 23 | [17 empty] | 0 | 0
4 | 21 | 24 | [17 empty] | 0 | 0
4 | 22 | 1 | [17 empty] | 0 | 0
4 | 22 | 2 | [17 empty] | 0 | 0
4 | 22 | 3 | [17 empty] | 0 | 0
4 | 22 | 4 | [17 empty] | 0 | 0
4 | 22 | 5 | [17 empty] | 0 | 0
4 | 22 | 6 | [17 empty] | 0 | 0
4 | 22 | 7 | [17 empty] | 0 | 0
4 | 22 | 8 | [17 empty] | 0 | 0
4 | 22 | 9 | [17 empty] | 0 | 0
4 | 22 | 10 | [17 empty] | 0 | 0
4 | 22 | 11 | [17 empty] | 0 | 0
4 | 22 | 12 | [17 empty] | 0 | 0
4 | 22 | 13 | [17 empty] | 0 | 0
4 | 22 | 14 | [17 empty] | 0 | 0
4 | 22 | 15 | [17 empty] | 0 | 0
4 | 22 | 16 | [17 empty] | 0 | 0
4 | 22 | 17 | [17 empty] | 0 | 0
4 | 22 | 18 | [17 empty] | 0 | 0
4 | 22 | 19 | [17 empty] | 0 | 0
4 | 22 | 20 | [17 empty] | 0 | 0
4 | 22 | 21 | [17 empty] | 0 | 0
4 | 22 | 22 | [17 empty] | 0 | 0
4 | 22 | 23 | [17 empty] | 0 | 0
4 | 22 | 24 | [17 empty] | 0 | 0
4 | 23 | 1 | [17 empty] | 0 | 0
4 | 23 | 2 | [17 empty] | 0 | 0
4 | 23 | 3 | [17 empty] | 0 | 0
4 | 23 | 4 | [17 empty] | 0 | 0
4 | 23 | 5 | [17 empty] | 0 | 0
4 | 23 | 6 | [17 empty] | 0 | 0
4 | 23 | 7 | [17 empty] | 0 | 0
4 | 23 | 8 | [17 empty] | 0 | 0
4 | 23 | 9 | [17 empty] | 0 | 0
4 | 23 | 10 | [17 empty] | 0 | 0
4 | 23 | 11 | [17 empty] | 0 | 0
4 | 23 | 12 | [17 empty] | 0 | 0
4 | 23 | 13 | [17 empty] | 0 | 0
4 | 23 | 14 | [17 empty] | 0 | 0
4 | 23 | 15 | [17 empty] | 0 | 0
4 | 23 | 16 | [17 empty] | 0 | 0
4 | 23 | 17 | [17 empty] | 0 | 0
4 | 23 | 18 | [17 empty] | 0 | 0
4 | 23 | 19 | [17 empty] | 0 | 0
4 | 23 | 20 | [17 empty] | 0 | 0
4 | 23 | 21 | [17 empty] | 0 | 0
4 | 23 | 22 | [17 empty] | 0 | 0
4 | 23 | 23 | [17 empty] | 0 | 0
4 | 23 | 24 | [17 empty] | 0 | 0
4 | 24 | 1 | [17 empty] | 0 | 0
4 | 24 | 2 | [17 empty] | 0 | 0
4 | 24 | 3 | [17 empty] | 0 | 0
4 | 24 | 4 | [17 empty] | 0 | 0
4 | 24 | 5 | [17 empty] | 0 | 0
4 | 24 | 6 | [17 empty] | 0 | 0
4 | 24 | 7 | [17 empty] | 0 | 0
4 | 24 | 8 | [17 empty] | 0 | 0
4 | 24 | 9 | [17 empty] | 0 | 0
4 | 24 | 10 | [17 empty] | 0 | 0
4 | 24 | 11 | [17 empty] | 0 | 0
4 | 24 | 12 | [17 empty] | 0 | 0
4 | 24 | 13 | [17 empty] | 0 | 0
4 | 24 | 14 | [17 empty] | 0 | 0
4 | 24 | 15 | [17 empty] | 0 | 0
4 | 24 | 16 | [17 empty] | 0 | 0
4 | 24 | 17 | [17 empty] | 0 | 0
4 | 24 | 18 | [17 empty] | 0 | 0
4 | 24 | 19 | [17 empty] | 0 | 0
4 | 24 | 20 | [17 empty] | 0 | 0
4 | 24 | 21 | [17 empty] | 0 | 0
4 | 24 | 22 | [17 empty] | 0 | 0
4 | 24 | 23 | [17 empty] | 0 | 0
4 | 24 | 24 | [17 empty] | 0 | 0
4 | 25 | 1 | [17 empty] | 0 | 0
4 | 25 | 2 | [17 empty] | 0 | 0
4 | 25 | 3 | [17 empty] | 0 | 0
4 | 25 | 4 | [17 empty] | 0 | 0
4 | 25 | 5 | [17 empty] | 0 | 0
4 | 25 | 6 | [17 empty] | 0 | 0
4 | 25 | 7 | [17 empty] | 0 | 0
4 | 25 | 8 | [17 empty] | 0 | 0
4 | 25 | 9 | [17 empty] | 0 | 0
4 | 25 | 10 | [17 empty] | 0 | 0
4 | 25 | 11 | [17 empty] | 0 | 0
4 | 25 | 12 | [17 empty] | 0 | 0
4 | 25 | 13 | [17 empty] | 0 | 0
4 | 25 | 14 | [17 empty] | 0 | 0
4 | 25 | 15 | [17 empty] | 0 | 0
4 | 25 | 16 | [17 empty] | 0 | 0
4 | 25 | 17 | [17 empty] | 0 | 0
4 | 25 | 18 | [17 empty] | 0 | 0
4 | 25 | 19 | [17 empty] | 0 | 0
4 | 25 | 20 | [17 empty] | 0 | 0
4 | 25 | 21 | [17 empty] | 0 | 0
4 | 25 | 22 | [17 empty] | 0 | 0
4 | 25 | 23 | [17 empty] | 0 | 0
4 | 25 | 24 | [17 empty] | 0 | 0
4 | 26 | 1 | [17 empty] | 0 | 0
4 | 26 | 2 | [17 empty] | 0 | 0
4 | 26 | 3 | [17 empty] | 0 | 0
4 | 26 | 4 | [17 empty] | 0 | 0
4 | 26 | 5 | [17 empty] | 0 | 0
4 | 26 | 6 | [17 empty] | 0 | 0
4 | 26 | 7 | [17 empty] | 0 | 0
4 | 26 | 8 | [17 empty] | 0 | 0
4 | 26 | 9 | [17 empty] | 0 | 0
4 | 26 | 10 | [17 empty] | 0 | 0
4 | 26 | 11 | [17 empty] | 0 | 0
4 | 26 | 12 | [17 empty] | 0 | 0
4 | 26 | 13 | [17 empty] | 0 | 0
4 | 26 | 14 | [17 empty] | 0 | 0
4 | 26 | 15 | [17 empty] | 0 | 0
4 | 26 | 16 | [17 empty] | 0 | 0
4 | 26 | 17 | [17 empty] | 0 | 0
4 | 26 | 18 | [17 empty] | 0 | 0
4 | 26 | 19 | [17 empty] | 0 | 0
4 | 26 | 20 | [17 empty] | 0 | 0
4 | 26 | 21 | [17 empty] | 0 | 0
4 | 26 | 22 | [17 empty] | 0 | 0
4 | 26 | 23 | [17 empty] | 0 | 0
4 | 26 | 24 | [17 empty] | 0 | 0
4 | 27 | 1 | [17 empty] | 0 | 0
4 | 27 | 2 | [17 empty] | 0 | 0
4 | 27 | 3 | [17 empty] | 0 | 0
4 | 27 | 4 | [17 empty] | 0 | 0
4 | 27 | 5 | [17 empty] | 0 | 0
4 | 27 | 6 | [17 empty] | 0 | 0
4 | 27 | 7 | [17 empty] | 0 | 0
4 | 27 | 8 | [17 empty] | 0 | 0
4 | 27 | 9 | [17 empty] | 0 | 0
4 | 27 | 10 | [17 empty] | 0 | 0
4 | 27 | 11 | [17 empty] | 0 | 0
4 | 27 | 12 | [17 empty] | 0 | 0
4 | 27 | 13 | [17 empty] | 0 | 0
4 | 27 | 14 | [17 empty] | 0 | 0
4 | 27 | 15 | [17 empty] | 0 | 0
4 | 27 | 16 | [17 empty] | 0 | 0
4 | 27 | 17 | [17 empty] | 0 | 0
4 | 27 | 18 | [17 empty] | 0 | 0
4 | 27 | 19 | [17 empty] | 0 | 0
4 | 27 | 20 | [17 empty] | 0 | 0
4 | 27 | 21 | [17 empty] | 0 | 0
4 | 27 | 22 | [17 empty] | 0 | 0
4 | 27 | 23 | [17 empty] | 0 | 0
4 | 27 | 24 | [17 empty] | 0 | 0
4 | 28 | 1 | [17 empty] | 0 | 0
4 | 28 | 2 | [17 empty] | 0 | 0
4 | 28 | 3 | [17 empty] | 0 | 0
4 | 28 | 4 | [17 empty] | 0 | 0
4 | 28 | 5 | [17 empty] | 0 | 0
4 | 28 | 6 | [17 empty] | 0 | 0
4 | 28 | 7 | [17 empty] | 0 | 0
4 | 28 | 8 | [17 empty] | 0 | 0
4 | 28 | 9 | [17 empty] | 0 | 0
4 | 28 | 10 | [17 empty] | 0 | 0
4 | 28 | 11 | [17 empty] | 0 | 0
4 | 28 | 12 | [17 empty] | 0 | 0
4 | 28 | 13 | [17 empty] | 0 | 0
4 | 28 | 14 | [17 empty] | 0 | 0
4 | 28 | 15 | [17 empty] | 0 | 0
4 | 28 | 16 | [17 empty] | 0 | 0
4 | 28 | 17 | [17 empty] | 0 | 0
4 | 28 | 18 | [17 empty] | 0 | 0
4 | 28 | 19 | [17 empty] | 0 | 0
4 | 28 | 20 | [17 empty] | 0 | 0
4 | 28 | 21 | [17 empty] | 0 | 0
4 | 28 | 22 | [17 empty] | 0 | 0
4 | 28 | 23 | [17 empty] | 0 | 0
4 | 28 | 24 | [17 empty] | 0 | 0
4 | 29 | 1 | [17 empty] | 0 | 0
4 | 29 | 2 | [17 empty] | 0 | 0
4 | 29 | 3 | [17 empty] | 0 | 0
4 | 29 | 4 | [17 empty] | 0 | 0
4 | 29 | 5 | [17 empty] | 0 | 0
4 | 29 | 6 | [17 empty] | 0 | 0
4 | 29 | 7 | [17 empty] | 0 | 0
4 | 29 | 8 | [17 empty] | 0 | 0
4 | 29 | 9 | [17 empty] | 0 | 0
4 | 29 | 10 | [17 empty] | 0 | 0
4 | 29 | 11 | [17 empty] | 0 | 0
4 | 29 | 12 | [17 empty] | 0 | 0
4 | 29 | 13 | [17 empty] | 0 | 0
4 | 29 | 14 | [17 empty] | 0 | 0
4 | 29 | 15 | [17 empty] | 0 | 0
4 | 29 | 16 | [17 empty] | 0 | 0
4 | 29 | 17 | [17 empty] | 0 | 0
4 | 29 | 18 | [17 empty] | 0 | 0
4 | 29 | 19 | [17 empty] | 0 | 0
4 | 29 | 20 | [17 empty] | 0 | 0
4 | 29 | 21 | [17 empty] | 0 | 0
4 | 29 | 22 | [17 empty] | 0 | 0
4 | 29 | 23 | [17 empty] | 0 | 0
4 | 29 | 24 | [17 empty] | 0 | 0
4 | 30 | 1 | [17 empty] | 0 | 0
4 | 30 | 2 | [17 empty] | 0 | 0
4 | 30 | 3 | [17 empty] | 0 | 0
4 | 30 | 4 | [17 empty] | 0 | 0
4 | 30 | 5 | [17 empty] | 0 | 0
4 | 30 | 6 | [17 empty] | 0 | 0
4 | 30 | 7 | [17 empty] | 0 | 0
4 | 30 | 8 | [17 empty] | 0 | 0
4 | 30 | 9 | [17 empty] | 0 | 0
4 | 30 | 10 | [17 empty] | 0 | 0
4 | 30 | 11 | [17 empty] | 0 | 0
4 | 30 | 12 | [17 empty] | 0 | 0
4 | 30 | 13 | [17 empty] | 0 | 0
4 | 30 | 14 | [17 empty] | 0 | 0
4 | 30 | 15 | [17 empty] | 0 | 0
4 | 30 | 16 | [17 empty] | 0 | 0
4 | 30 | 17 | [17 empty] | 0 | 0
4 | 30 | 18 | [17 empty] | 0 | 0
4 | 30 | 19 | [17 empty] | 0 | 0
4 | 30 | 20 | [17 empty] | 0 | 0
4 | 30 | 21 | [17 empty] | 0 | 0
4 | 30 | 22 | [17 empty] | 0 | 0
4 | 30 | 23 | [17 empty] | 0 | 0
4 | 30 | 24 | [17 empty] | 0 | 0
5 | 1 | 1 | [17 empty] | 0 | 0
5 | 1 | 2 | [17 empty] | 0 | 0
5 | 1 | 3 | [17 empty] | 0 | 0
5 | 1 | 4 | [17 empty] | 0 | 0
5 | 1 | 5 | [17 empty] | 0 | 0
5 | 1 | 6 | [17 empty] | 0 | 0
5 | 1 | 7 | [17 empty] | 0 | 0
5 | 1 | 8 | [17 empty] | 0 | 0
5 | 1 | 9 | [17 empty] | 0 | 0
5 | 1 | 10 | [17 empty] | 0 | 0
5 | 1 | 11 | [17 empty] | 0 | 0
5 | 1 | 12 | [17 empty] | 0 | 0
5 | 1 | 13 | [17 empty] | 0 | 0
5 | 1 | 14 | [17 empty] | 0 | 0
5 | 1 | 15 | [17 empty] | 0 | 0
5 | 1 | 16 | [17 empty] | 0 | 0
5 | 1 | 17 | [17 empty] | 0 | 0
5 | 1 | 18 | [17 empty] | 0 | 0
5 | 1 | 19 | [17 empty] | 0 | 0
5 | 1 | 20 | [17 empty] | 0 | 0
5 | 1 | 21 | [17 empty] | 0 | 0
5 | 1 | 22 | [17 empty] | 0 | 0
5 | 1 | 23 | [17 empty] | 0 | 0
5 | 1 | 24 | [17 empty] | 0 | 0
5 | 2 | 1 | [17 empty] | 0 | 0
5 | 2 | 2 | [17 empty] | 0 | 0
5 | 2 | 3 | [17 empty] | 0 | 0
5 | 2 | 4 | [17 empty] | 0 | 0
5 | 2 | 5 | [17 empty] | 0 | 0
5 | 2 | 6 | [17 empty] | 0 | 0
5 | 2 | 7 | [17 empty] | 0 | 0
5 | 2 | 8 | [17 empty] | 0 | 0
5 | 2 | 9 | [17 empty] | 0 | 0
5 | 2 | 10 | [17 empty] | 0 | 0
5 | 2 | 11 | [17 empty] | 0 | 0
5 | 2 | 12 | [17 empty] | 0 | 0
5 | 2 | 13 | [17 empty] | 0 | 0
5 | 2 | 14 | [17 empty] | 0 | 0
5 | 2 | 15 | [17 empty] | 0 | 0
5 | 2 | 16 | [17 empty] | 0 | 0
5 | 2 | 17 | [17 empty] | 0 | 0
5 | 2 | 18 | [17 empty] | 0 | 0
5 | 2 | 19 | [17 empty] | 0 | 0
5 | 2 | 20 | [17 empty] | 0 | 0
5 | 2 | 21 | [17 empty] | 0 | 0
5 | 2 | 22 | [17 empty] | 0 | 0
5 | 2 | 23 | [17 empty] | 0 | 0
5 | 2 | 24 | [17 empty] | 0 | 0
5 | 3 | 1 | [17 empty] | 0 | 0
5 | 3 | 2 | [17 empty] | 0 | 0
5 | 3 | 3 | [17 empty] | 0 | 0
5 | 3 | 4 | [17 empty] | 0 | 0
5 | 3 | 5 | [17 empty] | 0 | 0
5 | 3 | 6 | [17 empty] | 0 | 0
5 | 3 | 7 | [17 empty] | 0 | 0
5 | 3 | 8 | [17 empty] | 0 | 0
5 | 3 | 9 | [17 empty] | 0 | 0
5 | 3 | 10 | [17 empty] | 0 | 0
5 | 3 | 11 | [17 empty] | 0 | 0
5 | 3 | 12 | [17 empty] | 0 | 0
5 | 3 | 13 | [17 empty] | 0 | 0
5 | 3 | 14 | [17 empty] | 0 | 0
5 | 3 | 15 | [17 empty] | 0 | 0
5 | 3 | 16 | [17 empty] | 0 | 0
5 | 3 | 17 | [17 empty] | 0 | 0
5 | 3 | 18 | [17 empty] | 0 | 0
5 | 3 | 19 | [17 empty] | 0 | 0
5 | 3 | 20 | [17 empty] | 0 | 0
5 | 3 | 21 | [17 empty] | 0 | 0
5 | 3 | 22 | [17 empty] | 0 | 0
5 | 3 | 23 | [17 empty] | 0 | 0
5 | 3 | 24 | [17 empty] | 0 | 0
5 | 4 | 1 | [17 empty] | 0 | 0
5 | 4 | 2 | [17 empty] | 0 | 0
5 | 4 | 3 | [17 empty] | 0 | 0
5 | 4 | 4 | [17 empty] | 0 | 0
5 | 4 | 5 | [17 empty] | 0 | 0
5 | 4 | 6 | [17 empty] | 0 | 0
5 | 4 | 7 | [17 empty] | 0 | 0
5 | 4 | 8 | [17 empty] | 0 | 0
5 | 4 | 9 | [17 empty] | 0 | 0
5 | 4 | 10 | [17 empty] | 0 | 0
5 | 4 | 11 | [17 empty] | 0 | 0
5 | 4 | 12 | [17 empty] | 0 | 0
5 | 4 | 13 | [17 empty] | 0 | 0
5 | 4 | 14 | [17 empty] | 0 | 0
5 | 4 | 15 | [17 empty] | 0 | 0
5 | 4 | 16 | [17 empty] | 0 | 0
5 | 4 | 17 | [17 empty] | 0 | 0
5 | 4 | 18 | [17 empty] | 0 | 0
5 | 4 | 19 | [17 empty] | 0 | 0
5 | 4 | 20 | [17 empty] | 0 | 0
5 | 4 | 21 | [17 empty] | 0 | 0
5 | 4 | 22 | [17 empty] | 0 | 0
5 | 4 | 23 | [17 empty] | 0 | 0
5 | 4 | 24 | [17 empty] | 0 | 0
5 | 5 | 1 | [17 empty] | 0 | 0
5 | 5 | 2 | [17 empty] | 0 | 0
5 | 5 | 3 | [17 empty] | 0 | 0
5 | 5 | 4 | [17 empty] | 0 | 0
5 | 5 | 5 | [17 empty] | 0 | 0
5 | 5 | 6 | [17 empty] | 0 | 0
5 | 5 | 7 | [17 empty] | 0 | 0
5 | 5 | 8 | [17 empty] | 0 | 0
5 | 5 | 9 | [17 empty] | 0 | 0
5 | 5 | 10 | [17 empty] | 0 | 0
5 | 5 | 11 | [17 empty] | 0 | 0
5 | 5 | 12 | [17 empty] | 0 | 0
5 | 5 | 13 | [17 empty] | 0 | 0
5 | 5 | 14 | [17 empty] | 0 | 0
5 | 5 | 15 | [17 empty] | 0 | 0
5 | 5 | 16 | [17 empty] | 0 | 0
5 | 5 | 17 | [17 empty] | 0 | 0
5 | 5 | 18 | [17 empty] | 0 | 0
5 | 5 | 19 | [17 empty] | 0 | 0
5 | 5 | 20 | [17 empty] | 0 | 0
5 | 5 | 21 | [17 empty] | 0 | 0
5 | 5 | 22 | [17 empty] | 0 | 0
5 | 5 | 23 | [17 empty] | 0 | 0
5 | 5 | 24 | [17 empty] | 0 | 0
5 | 6 | 1 | [17 empty] | 0 | 0
5 | 6 | 2 | [17 empty] | 0 | 0
5 | 6 | 3 | [17 empty] | 0 | 0
5 | 6 | 4 | [17 empty] | 0 | 0
5 | 6 | 5 | [17 empty] | 0 | 0
5 | 6 | 6 | [17 empty] | 0 | 0
5 | 6 | 7 | [17 empty] | 0 | 0
5 | 6 | 8 | [17 empty] | 0 | 0
5 | 6 | 9 | [17 empty] | 0 | 0
5 | 6 | 10 | [17 empty] | 0 | 0
5 | 6 | 11 | [17 empty] | 0 | 0
5 | 6 | 12 | [17 empty] | 0 | 0
5 | 6 | 13 | [17 empty] | 0 | 0
5 | 6 | 14 | [17 empty] | 0 | 0
5 | 6 | 15 | [17 empty] | 0 | 0
5 | 6 | 16 | [17 empty] | 0 | 0
5 | 6 | 17 | [17 empty] | 0 | 0
5 | 6 | 18 | [17 empty] | 0 | 0
5 | 6 | 19 | [17 empty] | 0 | 0
5 | 6 | 20 | [17 empty] | 0 | 0
5 | 6 | 21 | [17 empty] | 0 | 0
5 | 6 | 22 | [17 empty] | 0 | 0
5 | 6 | 23 | [17 empty] | 0 | 0
5 | 6 | 24 | [17 empty] | 0 | 0
5 | 7 | 1 | [17 empty] | 0 | 0
5 | 7 | 2 | [17 empty] | 0 | 0
5 | 7 | 3 | [17 empty] | 0 | 0
5 | 7 | 4 | [17 empty] | 0 | 0
5 | 7 | 5 | [17 empty] | 0 | 0
5 | 7 | 6 | [17 empty] | 0 | 0
5 | 7 | 7 | [17 empty] | 0 | 0
5 | 7 | 8 | [17 empty] | 0 | 0
5 | 7 | 9 | [17 empty] | 0 | 0
5 | 7 | 10 | [17 empty] | 0 | 0
5 | 7 | 11 | [17 empty] | 0 | 0
5 | 7 | 12 | [17 empty] | 0 | 0
5 | 7 | 13 | [17 empty] | 0 | 0
5 | 7 | 14 | [17 empty] | 0 | 0
5 | 7 | 15 | [17 empty] | 0 | 0
5 | 7 | 16 | [17 empty] | 0 | 0
5 | 7 | 17 | [17 empty] | 0 | 0
5 | 7 | 18 | [17 empty] | 0 | 0
5 | 7 | 19 | [17 empty] | 0 | 0
5 | 7 | 20 | [17 empty] | 0 | 0
5 | 7 | 21 | [17 empty] | 0 | 0
5 | 7 | 22 | [17 empty] | 0 | 0
5 | 7 | 23 | [17 empty] | 0 | 0
5 | 7 | 24 | [17 empty] | 0 | 0
5 | 8 | 1 | [17 empty] | 0 | 0
5 | 8 | 2 | [17 empty] | 0 | 0
5 | 8 | 3 | [17 empty] | 0 | 0
5 | 8 | 4 | [17 empty] | 0 | 0
5 | 8 | 5 | [17 empty] | 0 | 0
5 | 8 | 6 | [17 empty] | 0 | 0
5 | 8 | 7 | [17 empty] | 0 | 0
5 | 8 | 8 | [17 empty] | 0 | 0
5 | 8 | 9 | [17 empty] | 0 | 0
5 | 8 | 10 | [17 empty] | 0 | 0
5 | 8 | 11 | [17 empty] | 0 | 0
5 | 8 | 12 | [17 empty] | 0 | 0
5 | 8 | 13 | [17 empty] | 0 | 0
5 | 8 | 14 | [17 empty] | 0 | 0
5 | 8 | 15 | [17 empty] | 0 | 0
5 | 8 | 16 | [17 empty] | 0 | 0
5 | 8 | 17 | [17 empty] | 0 | 0
5 | 8 | 18 | [17 empty] | 0 | 0
5 | 8 | 19 | [17 empty] | 0 | 0
5 | 8 | 20 | [17 empty] | 0 | 0
5 | 8 | 21 | [17 empty] | 0 | 0
5 | 8 | 22 | [17 empty] | 0 | 0
5 | 8 | 23 | [17 empty] | 0 | 0
5 | 8 | 24 | [17 empty] | 0 | 0
5 | 9 | 1 | [17 empty] | 0 | 0
5 | 9 | 2 | [17 empty] | 0 | 0
5 | 9 | 3 | [17 empty] | 0 | 0
5 | 9 | 4 | [17 empty] | 0 | 0
5 | 9 | 5 | [17 empty] | 0 | 0
5 | 9 | 6 | [17 empty] | 0 | 0
5 | 9 | 7 | [17 empty] | 0 | 0
5 | 9 | 8 | [17 empty] | 0 | 0
5 | 9 | 9 | [17 empty] | 0 | 0
5 | 9 | 10 | [17 empty] | 0 | 0
5 | 9 | 11 | [17 empty] | 0 | 0
5 | 9 | 12 | [17 empty] | 0 | 0
5 | 9 | 13 | [17 empty] | 0 | 0
5 | 9 | 14 | [17 empty] | 0 | 0
5 | 9 | 15 | [17 empty] | 0 | 0
5 | 9 | 16 | [17 empty] | 0 | 0
5 | 9 | 17 | [17 empty] | 0 | 0
5 | 9 | 18 | [17 empty] | 0 | 0
5 | 9 | 19 | [17 empty] | 0 | 0
5 | 9 | 20 | [17 empty] | 0 | 0
5 | 9 | 21 | [17 empty] | 0 | 0
5 | 9 | 22 | [17 empty] | 0 | 0
5 | 9 | 23 | [17 empty] | 0 | 0
5 | 9 | 24 | [17 empty] | 0 | 0
5 | 10 | 1 | [17 empty] | 0 | 0
5 | 10 | 2 | [17 empty] | 0 | 0
5 | 10 | 3 | [17 empty] | 0 | 0
5 | 10 | 4 | [17 empty] | 0 | 0
5 | 10 | 5 | [17 empty] | 0 | 0
5 | 10 | 6 | [17 empty] | 0 | 0
5 | 10 | 7 | [17 empty] | 0 | 0
5 | 10 | 8 | [17 empty] | 0 | 0
5 | 10 | 9 | [17 empty] | 0 | 0
5 | 10 | 10 | [17 empty] | 0 | 0
5 | 10 | 11 | [17 empty] | 0 | 0
5 | 10 | 12 | [17 empty] | 0 | 0
5 | 10 | 13 | [17 empty] | 0 | 0
5 | 10 | 14 | [17 empty] | 0 | 0
5 | 10 | 15 | [17 empty] | 0 | 0
5 | 10 | 16 | [17 empty] | 0 | 0
5 | 10 | 17 | [17 empty] | 0 | 0
5 | 10 | 18 | [17 empty] | 0 | 0
5 | 10 | 19 | [17 empty] | 0 | 0
5 | 10 | 20 | [17 empty] | 0 | 0
5 | 10 | 21 | [17 empty] | 0 | 0
5 | 10 | 22 | [17 empty] | 0 | 0
5 | 10 | 23 | [17 empty] | 0 | 0
5 | 10 | 24 | [17 empty] | 0 | 0
5 | 11 | 1 | [17 empty] | 0 | 0
5 | 11 | 2 | [17 empty] | 0 | 0
5 | 11 | 3 | [17 empty] | 0 | 0
5 | 11 | 4 | [17 empty] | 0 | 0
5 | 11 | 5 | [17 empty] | 0 | 0
5 | 11 | 6 | [17 empty] | 0 | 0
5 | 11 | 7 | [17 empty] | 0 | 0
5 | 11 | 8 | [17 empty] | 0 | 0
5 | 11 | 9 | [17 empty] | 0 | 0
5 | 11 | 10 | [17 empty] | 0 | 0
5 | 11 | 11 | [17 empty] | 0 | 0
5 | 11 | 12 | [17 empty] | 0 | 0
5 | 11 | 13 | [17 empty] | 0 | 0
5 | 11 | 14 | [17 empty] | 0 | 0
5 | 11 | 15 | [17 empty] | 0 | 0
5 | 11 | 16 | [17 empty] | 0 | 0
5 | 11 | 17 | [17 empty] | 0 | 0
5 | 11 | 18 | [17 empty] | 0 | 0
5 | 11 | 19 | [17 empty] | 0 | 0
5 | 11 | 20 | [17 empty] | 0 | 0
5 | 11 | 21 | [17 empty] | 0 | 0
5 | 11 | 22 | [17 empty] | 0 | 0
5 | 11 | 23 | [17 empty] | 0 | 0
5 | 11 | 24 | [17 empty] | 0 | 0
5 | 12 | 1 | [17 empty] | 0 | 0
5 | 12 | 2 | [17 empty] | 0 | 0
5 | 12 | 3 | [17 empty] | 0 | 0
5 | 12 | 4 | [17 empty] | 0 | 0
5 | 12 | 5 | [17 empty] | 0 | 0
5 | 12 | 6 | [17 empty] | 0 | 0
5 | 12 | 7 | [17 empty] | 0 | 0
5 | 12 | 8 | [17 empty] | 0 | 0
5 | 12 | 9 | [17 empty] | 0 | 0
5 | 12 | 10 | [17 empty] | 0 | 0
5 | 12 | 11 | [17 empty] | 0 | 0
5 | 12 | 12 | [17 empty] | 0 | 0
5 | 12 | 13 | [17 empty] | 0 | 0
5 | 12 | 14 | [17 empty] | 0 | 0
5 | 12 | 15 | [17 empty] | 0 | 0
5 | 12 | 16 | [17 empty] | 0 | 0
5 | 12 | 17 | [17 empty] | 0 | 0
5 | 12 | 18 | [17 empty] | 0 | 0
5 | 12 | 19 | [17 empty] | 0 | 0
5 | 12 | 20 | [17 empty] | 0 | 0
5 | 12 | 21 | [17 empty] | 0 | 0
5 | 12 | 22 | [17 empty] | 0 | 0
5 | 12 | 23 | [17 empty] | 0 | 0
5 | 12 | 24 | [17 empty] | 0 | 0
5 | 13 | 1 | [17 empty] | 0 | 0
5 | 13 | 2 | [17 empty] | 0 | 0
5 | 13 | 3 | [17 empty] | 0 | 0
5 | 13 | 4 | [17 empty] | 0 | 0
5 | 13 | 5 | [17 empty] | 0 | 0
5 | 13 | 6 | [17 empty] | 0 | 0
5 | 13 | 7 | [17 empty] | 0 | 0
5 | 13 | 8 | [17 empty] | 0 | 0
5 | 13 | 9 | [17 empty] | 0 | 0
5 | 13 | 10 | [17 empty] | 0 | 0
5 | 13 | 11 | [17 empty] | 0 | 0
5 | 13 | 12 | [17 empty] | 0 | 0
5 | 13 | 13 | [17 empty] | 0 | 0
5 | 13 | 14 | [17 empty] | 0 | 0
5 | 13 | 15 | [17 empty] | 0 | 0
5 | 13 | 16 | [17 empty] | 0 | 0
5 | 13 | 17 | [17 empty] | 0 | 0
5 | 13 | 18 | [17 empty] | 0 | 0
5 | 13 | 19 | [17 empty] | 0 | 0
5 | 13 | 20 | [17 empty] | 0 | 0
5 | 13 | 21 | [17 empty] | 0 | 0
5 | 13 | 22 | [17 empty] | 0 | 0
5 | 13 | 23 | [17 empty] | 0 | 0
5 | 13 | 24 | [17 empty] | 0 | 0
5 | 14 | 1 | [17 empty] | 0 | 0
5 | 14 | 2 | [17 empty] | 0 | 0
5 | 14 | 3 | [17 empty] | 0 | 0
5 | 14 | 4 | [17 empty] | 0 | 0
5 | 14 | 5 | [17 empty] | 0 | 0
5 | 14 | 6 | [17 empty] | 0 | 0
5 | 14 | 7 | [17 empty] | 0 | 0
5 | 14 | 8 | [17 empty] | 0 | 0
5 | 14 | 9 | [17 empty] | 0 | 0
5 | 14 | 10 | [17 empty] | 0 | 0
5 | 14 | 11 | [17 empty] | 0 | 0
5 | 14 | 12 | [17 empty] | 0 | 0
5 | 14 | 13 | [17 empty] | 0 | 0
5 | 14 | 14 | [17 empty] | 0 | 0
5 | 14 | 15 | [17 empty] | 0 | 0
5 | 14 | 16 | [17 empty] | 0 | 0
5 | 14 | 17 | [17 empty] | 0 | 0
5 | 14 | 18 | [17 empty] | 0 | 0
5 | 14 | 19 | [17 empty] | 0 | 0
5 | 14 | 20 | [17 empty] | 0 | 0
5 | 14 | 21 | [17 empty] | 0 | 0
5 | 14 | 22 | [17 empty] | 0 | 0
5 | 14 | 23 | [17 empty] | 0 | 0
5 | 14 | 24 | [17 empty] | 0 | 0
5 | 15 | 1 | [17 empty] | 0 | 0
5 | 15 | 2 | [17 empty] | 0 | 0
5 | 15 | 3 | [17 empty] | 0 | 0
5 | 15 | 4 | [17 empty] | 0 | 0
5 | 15 | 5 | [17 empty] | 0 | 0
5 | 15 | 6 | [17 empty] | 0 | 0
5 | 15 | 7 | [17 empty] | 0 | 0
5 | 15 | 8 | [17 empty] | 0 | 0
5 | 15 | 9 | [17 empty] | 0 | 0
5 | 15 | 10 | [17 empty] | 0 | 0
5 | 15 | 11 | [17 empty] | 0 | 0
5 | 15 | 12 | [17 empty] | 0 | 0
5 | 15 | 13 | [17 empty] | 0 | 0
5 | 15 | 14 | [17 empty] | 0 | 0
5 | 15 | 15 | [17 empty] | 0 | 0
5 | 15 | 16 | [17 empty] | 0 | 0
5 | 15 | 17 | [17 empty] | 0 | 0
5 | 15 | 18 | [17 empty] | 0 | 0
5 | 15 | 19 | [17 empty] | 0 | 0
5 | 15 | 20 | [17 empty] | 0 | 0
5 | 15 | 21 | [17 empty] | 0 | 0
5 | 15 | 22 | [17 empty] | 0 | 0
5 | 15 | 23 | [17 empty] | 0 | 0
5 | 15 | 24 | [17 empty] | 0 | 0
5 | 16 | 1 | [17 empty] | 0 | 0
5 | 16 | 2 | [17 empty] | 0 | 0
5 | 16 | 3 | [17 empty] | 0 | 0
5 | 16 | 4 | [17 empty] | 0 | 0
5 | 16 | 5 | [17 empty] | 0 | 0
5 | 16 | 6 | [17 empty] | 0 | 0
5 | 16 | 7 | [17 empty] | 0 | 0
5 | 16 | 8 | [17 empty] | 0 | 0
5 | 16 | 9 | [17 empty] | 0 | 0
5 | 16 | 10 | [17 empty] | 0 | 0
5 | 16 | 11 | [17 empty] | 0 | 0
5 | 16 | 12 | [17 empty] | 0 | 0
5 | 16 | 13 | [17 empty] | 0 | 0
5 | 16 | 14 | [17 empty] | 0 | 0
5 | 16 | 15 | [17 empty] | 0 | 0
5 | 16 | 16 | [17 empty] | 0 | 0
5 | 16 | 17 | [17 empty] | 0 | 0
5 | 16 | 18 | [17 empty] | 0 | 0
5 | 16 | 19 | [17 empty] | 0 | 0
5 | 16 | 20 | [17 empty] | 0 | 0
5 | 16 | 21 | [17 empty] | 0 | 0
5 | 16 | 22 | [17 empty] | 0 | 0
5 | 16 | 23 | [17 empty] | 0 | 0
5 | 16 | 24 | [17 empty] | 0 | 0
5 | 17 | 1 | [17 empty] | 0 | 0
5 | 17 | 2 | [17 empty] | 0 | 0
5 | 17 | 3 | [17 empty] | 0 | 0
5 | 17 | 4 | [17 empty] | 0 | 0
5 | 17 | 5 | [17 empty] | 0 | 0
5 | 17 | 6 | [17 empty] | 0 | 0
5 | 17 | 7 | [17 empty] | 0 | 0
5 | 17 | 8 | [17 empty] | 0 | 0
5 | 17 | 9 | [17 empty] | 0 | 0
5 | 17 | 10 | [17 empty] | 0 | 0
5 | 17 | 11 | [17 empty] | 0 | 0
5 | 17 | 12 | [17 empty] | 0 | 0
5 | 17 | 13 | [17 empty] | 0 | 0
5 | 17 | 14 | [17 empty] | 0 | 0
5 | 17 | 15 | [17 empty] | 0 | 0
5 | 17 | 16 | [17 empty] | 0 | 0
5 | 17 | 17 | [17 empty] | 0 | 0
5 | 17 | 18 | [17 empty] | 0 | 0
5 | 17 | 19 | [17 empty] | 0 | 0
5 | 17 | 20 | [17 empty] | 0 | 0
5 | 17 | 21 | [17 empty] | 0 | 0
5 | 17 | 22 | [17 empty] | 0 | 0
5 | 17 | 23 | [17 empty] | 0 | 0
5 | 17 | 24 | [17 empty] | 0 | 0
5 | 18 | 1 | [17 empty] | 0 | 0
5 | 18 | 2 | [17 empty] | 0 | 0
5 | 18 | 3 | [17 empty] | 0 | 0
5 | 18 | 4 | [17 empty] | 0 | 0
5 | 18 | 5 | [17 empty] | 0 | 0
5 | 18 | 6 | [17 empty] | 0 | 0
5 | 18 | 7 | [17 empty] | 0 | 0
5 | 18 | 8 | [17 empty] | 0 | 0
5 | 18 | 9 | [17 empty] | 0 | 0
5 | 18 | 10 | [17 empty] | 0 | 0
5 | 18 | 11 | [17 empty] | 0 | 0
5 | 18 | 12 | [17 empty] | 0 | 0
5 | 18 | 13 | [17 empty] | 0 | 0
5 | 18 | 14 | [17 empty] | 0 | 0
5 | 18 | 15 | [17 empty] | 0 | 0
5 | 18 | 16 | [17 empty] | 0 | 0
5 | 18 | 17 | [17 empty] | 0 | 0
5 | 18 | 18 | [17 empty] | 0 | 0
5 | 18 | 19 | [17 empty] | 0 | 0
5 | 18 | 20 | [17 empty] | 0 | 0
5 | 18 | 21 | [17 empty] | 0 | 0
5 | 18 | 22 | [17 empty] | 0 | 0
5 | 18 | 23 | [17 empty] | 0 | 0
5 | 18 | 24 | [17 empty] | 0 | 0
5 | 19 | 1 | [17 empty] | 0 | 0
5 | 19 | 2 | [17 empty] | 0 | 0
5 | 19 | 3 | [17 empty] | 0 | 0
5 | 19 | 4 | [17 empty] | 0 | 0
5 | 19 | 5 | [17 empty] | 0 | 0
5 | 19 | 6 | [17 empty] | 0 | 0
5 | 19 | 7 | [17 empty] | 0 | 0
5 | 19 | 8 | [17 empty] | 0 | 0
5 | 19 | 9 | [17 empty] | 0 | 0
5 | 19 | 10 | [17 empty] | 0 | 0
5 | 19 | 11 | [17 empty] | 0 | 0
5 | 19 | 12 | [17 empty] | 0 | 0
5 | 19 | 13 | [17 empty] | 0 | 0
5 | 19 | 14 | [17 empty] | 0 | 0
5 | 19 | 15 | [17 empty] | 0 | 0
5 | 19 | 16 | [17 empty] | 0 | 0
5 | 19 | 17 | [17 empty] | 0 | 0
5 | 19 | 18 | [17 empty] | 0 | 0
5 | 19 | 19 | [17 empty] | 0 | 0
5 | 19 | 20 | [17 empty] | 0 | 0
5 | 19 | 21 | [17 empty] | 0 | 0
5 | 19 | 22 | [17 empty] | 0 | 0
5 | 19 | 23 | [17 empty] | 0 | 0
5 | 19 | 24 | [17 empty] | 0 | 0
5 | 20 | 1 | [17 empty] | 0 | 0
5 | 20 | 2 | [17 empty] | 0 | 0
5 | 20 | 3 | [17 empty] | 0 | 0
5 | 20 | 4 | [17 empty] | 0 | 0
5 | 20 | 5 | [17 empty] | 0 | 0
5 | 20 | 6 | [17 empty] | 0 | 0
5 | 20 | 7 | [17 empty] | 0 | 0
5 | 20 | 8 | [17 empty] | 0 | 0
5 | 20 | 9 | [17 empty] | 0 | 0
5 | 20 | 10 | [17 empty] | 0 | 0
5 | 20 | 11 | [17 empty] | 0 | 0
5 | 20 | 12 | [17 empty] | 0 | 0
5 | 20 | 13 | [17 empty] | 0 | 0
5 | 20 | 14 | [17 empty] | 0 | 0
5 | 20 | 15 | [17 empty] | 0 | 0
5 | 20 | 16 | [17 empty] | 0 | 0
5 | 20 | 17 | [17 empty] | 0 | 0
5 | 20 | 18 | [17 empty] | 0 | 0
5 | 20 | 19 | [17 empty] | 0 | 0
5 | 20 | 20 | [17 empty] | 0 | 0
5 | 20 | 21 | [17 empty] | 0 | 0
5 | 20 | 22 | [17 empty] | 0 | 0
5 | 20 | 23 | [17 empty] | 0 | 0
5 | 20 | 24 | [17 empty] | 0 | 0
5 | 21 | 1 | [17 empty] | 0 | 0
5 | 21 | 2 | [17 empty] | 0 | 0
5 | 21 | 3 | [17 empty] | 0 | 0
5 | 21 | 4 | [17 empty] | 0 | 0
5 | 21 | 5 | [17 empty] | 0 | 0
5 | 21 | 6 | [17 empty] | 0 | 0
5 | 21 | 7 | [17 empty] | 0 | 0
5 | 21 | 8 | [17 empty] | 0 | 0
5 | 21 | 9 | [17 empty] | 0 | 0
5 | 21 | 10 | [17 empty] | 0 | 0
5 | 21 | 11 | [17 empty] | 0 | 0
5 | 21 | 12 | [17 empty] | 0 | 0
5 | 21 | 13 | [17 empty] | 0 | 0
5 | 21 | 14 | [17 empty] | 0 | 0
5 | 21 | 15 | [17 empty] | 0 | 0
5 | 21 | 16 | [17 empty] | 0 | 0
5 | 21 | 17 | [17 empty] | 0 | 0
5 | 21 | 18 | [17 empty] | 0 | 0
5 | 21 | 19 | [17 empty] | 0 | 0
5 | 21 | 20 | [17 empty] | 0 | 0
5 | 21 | 21 | [17 empty] | 0 | 0
5 | 21 | 22 | [17 empty] | 0 | 0
5 | 21 | 23 | [17 empty] | 0 | 0
5 | 21 | 24 | [17 empty] | 0 | 0
5 | 22 | 1 | [17 empty] | 0 | 0
5 | 22 | 2 | [17 empty] | 0 | 0
5 | 22 | 3 | [17 empty] | 0 | 0
5 | 22 | 4 | [17 empty] | 0 | 0
5 | 22 | 5 | [17 empty] | 0 | 0
5 | 22 | 6 | [17 empty] | 0 | 0
5 | 22 | 7 | [17 empty] | 0 | 0
5 | 22 | 8 | [17 empty] | 0 | 0
5 | 22 | 9 | [17 empty] | 0 | 0
5 | 22 | 10 | [17 empty] | 0 | 0
5 | 22 | 11 | [17 empty] | 0 | 0
5 | 22 | 12 | [17 empty] | 0 | 0
5 | 22 | 13 | [17 empty] | 0 | 0
5 | 22 | 14 | [17 empty] | 0 | 0
5 | 22 | 15 | [17 empty] | 0 | 0
5 | 22 | 16 | [17 empty] | 0 | 0
5 | 22 | 17 | [17 empty] | 0 | 0
5 | 22 | 18 | [17 empty] | 0 | 0
5 | 22 | 19 | [17 empty] | 0 | 0
5 | 22 | 20 | [17 empty] | 0 | 0
5 | 22 | 21 | [17 empty] | 0 | 0
5 | 22 | 22 | [17 empty] | 0 | 0
5 | 22 | 23 | [17 empty] | 0 | 0
5 | 22 | 24 | [17 empty] | 0 | 0
5 | 23 | 1 | [17 empty] | 0 | 0
5 | 23 | 2 | [17 empty] | 0 | 0
5 | 23 | 3 | [17 empty] | 0 | 0
5 | 23 | 4 | [17 empty] | 0 | 0
5 | 23 | 5 | [17 empty] | 0 | 0
5 | 23 | 6 | [17 empty] | 0 | 0
5 | 23 | 7 | [17 empty] | 0 | 0
5 | 23 | 8 | [17 empty] | 0 | 0
5 | 23 | 9 | [17 empty] | 0 | 0
5 | 23 | 10 | [17 empty] | 0 | 0
5 | 23 | 11 | [17 empty] | 0 | 0
5 | 23 | 12 | [17 empty] | 0 | 0
5 | 23 | 13 | [17 empty] | 0 | 0
5 | 23 | 14 | [17 empty] | 0 | 0
5 | 23 | 15 | [17 empty] | 0 | 0
5 | 23 | 16 | [17 empty] | 0 | 0
5 | 23 | 17 | [17 empty] | 0 | 0
5 | 23 | 18 | [17 empty] | 0 | 0
5 | 23 | 19 | [17 empty] | 0 | 0
5 | 23 | 20 | [17 empty] | 0 | 0
5 | 23 | 21 | [17 empty] | 0 | 0
5 | 23 | 22 | [17 empty] | 0 | 0
5 | 23 | 23 | [17 empty] | 0 | 0
5 | 23 | 24 | [17 empty] | 0 | 0
5 | 24 | 1 | [17 empty] | 0 | 0
5 | 24 | 2 | [17 empty] | 0 | 0
5 | 24 | 3 | [17 empty] | 0 | 0
5 | 24 | 4 | [17 empty] | 0 | 0
5 | 24 | 5 | [17 empty] | 0 | 0
5 | 24 | 6 | [17 empty] | 0 | 0
5 | 24 | 7 | [17 empty] | 0 | 0
5 | 24 | 8 | [17 empty] | 0 | 0
5 | 24 | 9 | [17 empty] | 0 | 0
5 | 24 | 10 | [17 empty] | 0 | 0
5 | 24 | 11 | [17 empty] | 0 | 0
5 | 24 | 12 | [17 empty] | 0 | 0
5 | 24 | 13 | [17 empty] | 0 | 0
5 | 24 | 14 | [17 empty] | 0 | 0
5 | 24 | 15 | [17 empty] | 0 | 0
5 | 24 | 16 | [17 empty] | 0 | 0
5 | 24 | 17 | [17 empty] | 0 | 0
5 | 24 | 18 | [17 empty] | 0 | 0
5 | 24 | 19 | [17 empty] | 0 | 0
5 | 24 | 20 | [17 empty] | 0 | 0
5 | 24 | 21 | [17 empty] | 0 | 0
5 | 24 | 22 | [17 empty] | 0 | 0
5 | 24 | 23 | [17 empty] | 0 | 0
5 | 24 | 24 | [17 empty] | 0 | 0
5 | 25 | 1 | [17 empty] | 0 | 0
5 | 25 | 2 | [17 empty] | 0 | 0
5 | 25 | 3 | [17 empty] | 0 | 0
5 | 25 | 4 | [17 empty] | 0 | 0
5 | 25 | 5 | [17 empty] | 0 | 0
5 | 25 | 6 | [17 empty] | 0 | 0
5 | 25 | 7 | [17 empty] | 0 | 0
5 | 25 | 8 | [17 empty] | 0 | 0
5 | 25 | 9 | [17 empty] | 0 | 0
5 | 25 | 10 | [17 empty] | 0 | 0
5 | 25 | 11 | [17 empty] | 0 | 0
5 | 25 | 12 | [17 empty] | 0 | 0
5 | 25 | 13 | [17 empty] | 0 | 0
5 | 25 | 14 | [17 empty] | 0 | 0
5 | 25 | 15 | [17 empty] | 0 | 0
5 | 25 | 16 | [17 empty] | 0 | 0
5 | 25 | 17 | [17 empty] | 0 | 0
5 | 25 | 18 | [17 empty] | 0 | 0
5 | 25 | 19 | [17 empty] | 0 | 0
5 | 25 | 20 | [17 empty] | 0 | 0
5 | 25 | 21 | [17 empty] | 0 | 0
5 | 25 | 22 | [17 empty] | 0 | 0
5 | 25 | 23 | [17 empty] | 0 | 0
5 | 25 | 24 | [17 empty] | 0 | 0
5 | 26 | 1 | [17 empty] | 0 | 0
5 | 26 | 2 | [17 empty] | 0 | 0
5 | 26 | 3 | [17 empty] | 0 | 0
5 | 26 | 4 | [17 empty] | 0 | 0
5 | 26 | 5 | [17 empty] | 0 | 0
5 | 26 | 6 | [17 empty] | 0 | 0
5 | 26 | 7 | [17 empty] | 0 | 0
5 | 26 | 8 | [17 empty] | 0 | 0
5 | 26 | 9 | [17 empty] | 0 | 0
5 | 26 | 10 | [17 empty] | 0 | 0
5 | 26 | 11 | [17 empty] | 0 | 0
5 | 26 | 12 | [17 empty] | 0 | 0
5 | 26 | 13 | [17 empty] | 0 | 0
5 | 26 | 14 | [17 empty] | 0 | 0
5 | 26 | 15 | [17 empty] | 0 | 0
5 | 26 | 16 | [17 empty] | 0 | 0
5 | 26 | 17 | [17 empty] | 0 | 0
5 | 26 | 18 | [17 empty] | 0 | 0
5 | 26 | 19 | [17 empty] | 0 | 0
5 | 26 | 20 | [17 empty] | 0 | 0
5 | 26 | 21 | [17 empty] | 0 | 0
5 | 26 | 22 | [17 empty] | 0 | 0
5 | 26 | 23 | [17 empty] | 0 | 0
5 | 26 | 24 | [17 empty] | 0 | 0
5 | 27 | 1 | [17 empty] | 0 | 0
5 | 27 | 2 | [17 empty] | 0 | 0
5 | 27 | 3 | [17 empty] | 0 | 0
5 | 27 | 4 | [17 empty] | 0 | 0
5 | 27 | 5 | [17 empty] | 0 | 0
5 | 27 | 6 | [17 empty] | 0 | 0
5 | 27 | 7 | [17 empty] | 0 | 0
5 | 27 | 8 | [17 empty] | 0 | 0
5 | 27 | 9 | [17 empty] | 0 | 0
5 | 27 | 10 | [17 empty] | 0 | 0
5 | 27 | 11 | [17 empty] | 0 | 0
5 | 27 | 12 | [17 empty] | 0 | 0
5 | 27 | 13 | [17 empty] | 0 | 0
5 | 27 | 14 | [17 empty] | 0 | 0
5 | 27 | 15 | [17 empty] | 0 | 0
5 | 27 | 16 | [17 empty] | 0 | 0
5 | 27 | 17 | [17 empty] | 0 | 0
5 | 27 | 18 | [17 empty] | 0 | 0
5 | 27 | 19 | [17 empty] | 0 | 0
5 | 27 | 20 | [17 empty] | 0 | 0
5 | 27 | 21 | [17 empty] | 0 | 0
5 | 27 | 22 | [17 empty] | 0 | 0
5 | 27 | 23 | [17 empty] | 0 | 0
5 | 27 | 24 | [17 empty] | 0 | 0
5 | 28 | 1 | [17 empty] | 0 | 0
5 | 28 | 2 | [17 empty] | 0 | 0
5 | 28 | 3 | [17 empty] | 0 | 0
5 | 28 | 4 | [17 empty] | 0 | 0
5 | 28 | 5 | [17 empty] | 0 | 0
5 | 28 | 6 | [17 empty] | 0 | 0
5 | 28 | 7 | [17 empty] | 0 | 0
5 | 28 | 8 | [17 empty] | 0 | 0
5 | 28 | 9 | [17 empty] | 0 | 0
5 | 28 | 10 | [17 empty] | 0 | 0
5 | 28 | 11 | [17 empty] | 0 | 0
5 | 28 | 12 | [17 empty] | 0 | 0
5 | 28 | 13 | [17 empty] | 0 | 0
5 | 28 | 14 | [17 empty] | 0 | 0
5 | 28 | 15 | [17 empty] | 0 | 0
5 | 28 | 16 | [17 empty] | 0 | 0
5 | 28 | 17 | [17 empty] | 0 | 0
5 | 28 | 18 | [17 empty] | 0 | 0
5 | 28 | 19 | [17 empty] | 0 | 0
5 | 28 | 20 | [17 empty] | 0 | 0
5 | 28 | 21 | [17 empty] | 0 | 0
5 | 28 | 22 | [17 empty] | 0 | 0
5 | 28 | 23 | [17 empty] | 0 | 0
5 | 28 | 24 | [17 empty] | 0 | 0
5 | 29 | 1 | [17 empty] | 0 | 0
5 | 29 | 2 | [17 empty] | 0 | 0
5 | 29 | 3 | [17 empty] | 0 | 0
5 | 29 | 4 | [17 empty] | 0 | 0
5 | 29 | 5 | [17 empty] | 0 | 0
5 | 29 | 6 | [17 empty] | 0 | 0
5 | 29 | 7 | [17 empty] | 0 | 0
5 | 29 | 8 | [17 empty] | 0 | 0
5 | 29 | 9 | [17 empty] | 0 | 0
5 | 29 | 10 | [17 empty] | 0 | 0
5 | 29 | 11 | [17 empty] | 0 | 0
5 | 29 | 12 | [17 empty] | 0 | 0
5 | 29 | 13 | [17 empty] | 0 | 0
5 | 29 | 14 | [17 empty] | 0 | 0
5 | 29 | 15 | [17 empty] | 0 | 0
5 | 29 | 16 | [17 empty] | 0 | 0
5 | 29 | 17 | [17 empty] | 0 | 0
5 | 29 | 18 | [17 empty] | 0 | 0
5 | 29 | 19 | [17 empty] | 0 | 0
5 | 29 | 20 | [17 empty] | 0 | 0
5 | 29 | 21 | [17 empty] | 0 | 0
5 | 29 | 22 | [17 empty] | 0 | 0
5 | 29 | 23 | [17 empty] | 0 | 0
5 | 29 | 24 | [17 empty] | 0 | 0
5 | 30 | 1 | [17 empty] | 0 | 0
5 | 30 | 2 | [17 empty] | 0 | 0
5 | 30 | 3 | [17 empty] | 0 | 0
5 | 30 | 4 | [17 empty] | 0 | 0
5 | 30 | 5 | [17 empty] | 0 | 0
5 | 30 | 6 | [17 empty] | 0 | 0
5 | 30 | 7 | [17 empty] | 0 | 0
5 | 30 | 8 | [17 empty] | 0 | 0
5 | 30 | 9 | [17 empty] | 0 | 0
5 | 30 | 10 | [17 empty] | 0 | 0
5 | 30 | 11 | [17 empty] | 0 | 0
5 | 30 | 12 | [17 empty] | 0 | 0
5 | 30 | 13 | [17 empty] | 0 | 0
5 | 30 | 14 | [17 empty] | 0 | 0
5 | 30 | 15 | [17 empty] | 0 | 0
5 | 30 | 16 | [17 empty] | 0 | 0
5 | 30 | 17 | [17 empty] | 0 | 0
5 | 30 | 18 | [17 empty] | 0 | 0
5 | 30 | 19 | [17 empty] | 0 | 0
5 | 30 | 20 | [17 empty] | 0 | 0
5 | 30 | 21 | [17 empty] | 0 | 0
5 | 30 | 22 | [17 empty] | 0 | 0
5 | 30 | 23 | [17 empty] | 0 | 0
5 | 30 | 24 | [17 empty] | 0 | 0
5 | 31 | 1 | [17 empty] | 0 | 0
5 | 31 | 2 | [17 empty] | 0 | 0
5 | 31 | 3 | [17 empty] | 0 | 0
5 | 31 | 4 | [17 empty] | 0 | 0
5 | 31 | 5 | [17 empty] | 0 | 0
5 | 31 | 6 | [17 empty] | 0 | 0
5 | 31 | 7 | [17 empty] | 0 | 0
5 | 31 | 8 | [17 empty] | 0 | 0
5 | 31 | 9 | [17 empty] | 0 | 0
5 | 31 | 10 | [17 empty] | 0 | 0
5 | 31 | 11 | [17 empty] | 0 | 0
5 | 31 | 12 | [17 empty] | 0 | 0
5 | 31 | 13 | [17 empty] | 0 | 0
5 | 31 | 14 | [17 empty] | 0 | 0
5 | 31 | 15 | [17 empty] | 0 | 0
5 | 31 | 16 | [17 empty] | 0 | 0
5 | 31 | 17 | [17 empty] | 0 | 0
5 | 31 | 18 | [17 empty] | 0 | 0
5 | 31 | 19 | [17 empty] | 0 | 0
5 | 31 | 20 | [17 empty] | 0 | 0
5 | 31 | 21 | [17 empty] | 0 | 0
5 | 31 | 22 | [17 empty] | 0 | 0
5 | 31 | 23 | [17 empty] | 0 | 0
5 | 31 | 24 | [17 empty] | 0 | 0
6 | 1 | 1 | [17 empty] | 0 | 0
6 | 1 | 2 | [17 empty] | 0 | 0
6 | 1 | 3 | [17 empty] | 0 | 0
6 | 1 | 4 | [17 empty] | 0 | 0
6 | 1 | 5 | [17 empty] | 0 | 0
6 | 1 | 6 | [17 empty] | 0 | 0
6 | 1 | 7 | [17 empty] | 0 | 0
6 | 1 | 8 | [17 empty] | 0 | 0
6 | 1 | 9 | [17 empty] | 0 | 0
6 | 1 | 10 | [17 empty] | 0 | 0
6 | 1 | 11 | [17 empty] | 0 | 0
6 | 1 | 12 | [17 empty] | 0 | 0
6 | 1 | 13 | [17 empty] | 0 | 0
6 | 1 | 14 | [17 empty] | 0 | 0
6 | 1 | 15 | [17 empty] | 0 | 0
6 | 1 | 16 | [17 empty] | 0 | 0
6 | 1 | 17 | [17 empty] | 0 | 0
6 | 1 | 18 | [17 empty] | 0 | 0
6 | 1 | 19 | [17 empty] | 0 | 0
6 | 1 | 20 | [17 empty] | 0 | 0
6 | 1 | 21 | [17 empty] | 0 | 0
6 | 1 | 22 | [17 empty] | 0 | 0
6 | 1 | 23 | [17 empty] | 0 | 0
6 | 1 | 24 | [17 empty] | 0 | 0
6 | 2 | 1 | [17 empty] | 0 | 0
6 | 2 | 2 | [17 empty] | 0 | 0
6 | 2 | 3 | [17 empty] | 0 | 0
6 | 2 | 4 | [17 empty] | 0 | 0
6 | 2 | 5 | [17 empty] | 0 | 0
6 | 2 | 6 | [17 empty] | 0 | 0
6 | 2 | 7 | [17 empty] | 0 | 0
6 | 2 | 8 | [17 empty] | 0 | 0
6 | 2 | 9 | [17 empty] | 0 | 0
6 | 2 | 10 | [17 empty] | 0 | 0
6 | 2 | 11 | [17 empty] | 0 | 0
6 | 2 | 12 | [17 empty] | 0 | 0
6 | 2 | 13 | [17 empty] | 0 | 0
6 | 2 | 14 | [17 empty] | 0 | 0
6 | 2 | 15 | [17 empty] | 0 | 0
6 | 2 | 16 | [17 empty] | 0 | 0
6 | 2 | 17 | [17 empty] | 0 | 0
6 | 2 | 18 | [17 empty] | 0 | 0
6 | 2 | 19 | [17 empty] | 0 | 0
6 | 2 | 20 | [17 empty] | 0 | 0
6 | 2 | 21 | [17 empty] | 0 | 0
6 | 2 | 22 | [17 empty] | 0 | 0
6 | 2 | 23 | [17 empty] | 0 | 0
6 | 2 | 24 | [17 empty] | 0 | 0
6 | 3 | 1 | [17 empty] | 0 | 0
6 | 3 | 2 | [17 empty] | 0 | 0
6 | 3 | 3 | [17 empty] | 0 | 0
6 | 3 | 4 | [17 empty] | 0 | 0
6 | 3 | 5 | [17 empty] | 0 | 0
6 | 3 | 6 | [17 empty] | 0 | 0
6 | 3 | 7 | [17 empty] | 0 | 0
6 | 3 | 8 | [17 empty] | 0 | 0
6 | 3 | 9 | [17 empty] | 0 | 0
6 | 3 | 10 | [17 empty] | 0 | 0
6 | 3 | 11 | [17 empty] | 0 | 0
6 | 3 | 12 | [17 empty] | 0 | 0
6 | 3 | 13 | [17 empty] | 0 | 0
6 | 3 | 14 | [17 empty] | 0 | 0
6 | 3 | 15 | [17 empty] | 0 | 0
6 | 3 | 16 | [17 empty] | 0 | 0
6 | 3 | 17 | [17 empty] | 0 | 0
6 | 3 | 18 | [17 empty] | 0 | 0
6 | 3 | 19 | [17 empty] | 0 | 0
6 | 3 | 20 | [17 empty] | 0 | 0
6 | 3 | 21 | [17 empty] | 0 | 0
6 | 3 | 22 | [17 empty] | 0 | 0
6 | 3 | 23 | [17 empty] | 0 | 0
6 | 3 | 24 | [17 empty] | 0 | 0
6 | 4 | 1 | [17 empty] | 0 | 0
6 | 4 | 2 | [17 empty] | 0 | 0
6 | 4 | 3 | [17 empty] | 0 | 0
6 | 4 | 4 | [17 empty] | 0 | 0
6 | 4 | 5 | [17 empty] | 0 | 0
6 | 4 | 6 | [17 empty] | 0 | 0
6 | 4 | 7 | [17 empty] | 0 | 0
6 | 4 | 8 | [17 empty] | 0 | 0
6 | 4 | 9 | [17 empty] | 0 | 0
6 | 4 | 10 | [17 empty] | 0 | 0
6 | 4 | 11 | [17 empty] | 0 | 0
6 | 4 | 12 | [17 empty] | 0 | 0
6 | 4 | 13 | [17 empty] | 0 | 0
6 | 4 | 14 | [17 empty] | 0 | 0
6 | 4 | 15 | [17 empty] | 0 | 0
6 | 4 | 16 | [17 empty] | 0 | 0
6 | 4 | 17 | [17 empty] | 0 | 0
6 | 4 | 18 | [17 empty] | 0 | 0
6 | 4 | 19 | [17 empty] | 0 | 0
6 | 4 | 20 | [17 empty] | 0 | 0
6 | 4 | 21 | [17 empty] | 0 | 0
6 | 4 | 22 | [17 empty] | 0 | 0
6 | 4 | 23 | [17 empty] | 0 | 0
6 | 4 | 24 | [17 empty] | 0 | 0
6 | 5 | 1 | [17 empty] | 0 | 0
6 | 5 | 2 | [17 empty] | 0 | 0
6 | 5 | 3 | [17 empty] | 0 | 0
6 | 5 | 4 | [17 empty] | 0 | 0
6 | 5 | 5 | [17 empty] | 0 | 0
6 | 5 | 6 | [17 empty] | 0 | 0
6 | 5 | 7 | [17 empty] | 0 | 0
6 | 5 | 8 | [17 empty] | 0 | 0
6 | 5 | 9 | [17 empty] | 0 | 0
6 | 5 | 10 | [17 empty] | 0 | 0
6 | 5 | 11 | [17 empty] | 0 | 0
6 | 5 | 12 | [17 empty] | 0 | 0
6 | 5 | 13 | [17 empty] | 0 | 0
6 | 5 | 14 | [17 empty] | 0 | 0
6 | 5 | 15 | [17 empty] | 0 | 0
6 | 5 | 16 | [17 empty] | 0 | 0
6 | 5 | 17 | [17 empty] | 0 | 0
6 | 5 | 18 | [17 empty] | 0 | 0
6 | 5 | 19 | [17 empty] | 0 | 0
6 | 5 | 20 | [17 empty] | 0 | 0
6 | 5 | 21 | [17 empty] | 0 | 0
6 | 5 | 22 | [17 empty] | 0 | 0
6 | 5 | 23 | [17 empty] | 0 | 0
6 | 5 | 24 | [17 empty] | 0 | 0
6 | 6 | 1 | [17 empty] | 0 | 0
6 | 6 | 2 | [17 empty] | 0 | 0
6 | 6 | 3 | [17 empty] | 0 | 0
6 | 6 | 4 | [17 empty] | 0 | 0
6 | 6 | 5 | [17 empty] | 0 | 0
6 | 6 | 6 | [17 empty] | 0 | 0
6 | 6 | 7 | [17 empty] | 0 | 0
6 | 6 | 8 | [17 empty] | 0 | 0
6 | 6 | 9 | [17 empty] | 0 | 0
6 | 6 | 10 | [17 empty] | 0 | 0
6 | 6 | 11 | [17 empty] | 0 | 0
6 | 6 | 12 | [17 empty] | 0 | 0
6 | 6 | 13 | [17 empty] | 0 | 0
6 | 6 | 14 | [17 empty] | 0 | 0
6 | 6 | 15 | [17 empty] | 0 | 0
6 | 6 | 16 | [17 empty] | 0 | 0
6 | 6 | 17 | [17 empty] | 0 | 0
6 | 6 | 18 | [17 empty] | 0 | 0
6 | 6 | 19 | [17 empty] | 0 | 0
6 | 6 | 20 | [17 empty] | 0 | 0
6 | 6 | 21 | [17 empty] | 0 | 0
6 | 6 | 22 | [17 empty] | 0 | 0
6 | 6 | 23 | [17 empty] | 0 | 0
6 | 6 | 24 | [17 empty] | 0 | 0
6 | 7 | 1 | [17 empty] | 0 | 0
6 | 7 | 2 | [17 empty] | 0 | 0
6 | 7 | 3 | [17 empty] | 0 | 0
6 | 7 | 4 | [17 empty] | 0 | 0
6 | 7 | 5 | [17 empty] | 0 | 0
6 | 7 | 6 | [17 empty] | 0 | 0
6 | 7 | 7 | [17 empty] | 0 | 0
6 | 7 | 8 | [17 empty] | 0 | 0
6 | 7 | 9 | [17 empty] | 0 | 0
6 | 7 | 10 | [17 empty] | 0 | 0
6 | 7 | 11 | [17 empty] | 0 | 0
6 | 7 | 12 | [17 empty] | 0 | 0
6 | 7 | 13 | [17 empty] | 0 | 0
6 | 7 | 14 | [17 empty] | 0 | 0
6 | 7 | 15 | [17 empty] | 0 | 0
6 | 7 | 16 | [17 empty] | 0 | 0
6 | 7 | 17 | [17 empty] | 0 | 0
6 | 7 | 18 | [17 empty] | 0 | 0
6 | 7 | 19 | [17 empty] | 0 | 0
6 | 7 | 20 | [17 empty] | 0 | 0
6 | 7 | 21 | [17 empty] | 0 | 0
6 | 7 | 22 | [17 empty] | 0 | 0
6 | 7 | 23 | [17 empty] | 0 | 0
6 | 7 | 24 | [17 empty] | 0 | 0
6 | 8 | 1 | [17 empty] | 0 | 0
6 | 8 | 2 | [17 empty] | 0 | 0
6 | 8 | 3 | [17 empty] | 0 | 0
6 | 8 | 4 | [17 empty] | 0 | 0
6 | 8 | 5 | [17 empty] | 0 | 0
6 | 8 | 6 | [17 empty] | 0 | 0
6 | 8 | 7 | [17 empty] | 0 | 0
6 | 8 | 8 | [17 empty] | 0 | 0
6 | 8 | 9 | [17 empty] | 0 | 0
6 | 8 | 10 | [17 empty] | 0 | 0
6 | 8 | 11 | [17 empty] | 0 | 0
6 | 8 | 12 | [17 empty] | 0 | 0
6 | 8 | 13 | [17 empty] | 0 | 0
6 | 8 | 14 | [17 empty] | 0 | 0
6 | 8 | 15 | [17 empty] | 0 | 0
6 | 8 | 16 | [17 empty] | 0 | 0
6 | 8 | 17 | [17 empty] | 0 | 0
6 | 8 | 18 | [17 empty] | 0 | 0
6 | 8 | 19 | [17 empty] | 0 | 0
6 | 8 | 20 | [17 empty] | 0 | 0
6 | 8 | 21 | [17 empty] | 0 | 0
6 | 8 | 22 | [17 empty] | 0 | 0
6 | 8 | 23 | [17 empty] | 0 | 0
6 | 8 | 24 | [17 empty] | 0 | 0
6 | 9 | 1 | [17 empty] | 0 | 0
6 | 9 | 2 | [17 empty] | 0 | 0
6 | 9 | 3 | [17 empty] | 0 | 0
6 | 9 | 4 | [17 empty] | 0 | 0
6 | 9 | 5 | [17 empty] | 0 | 0
6 | 9 | 6 | [17 empty] | 0 | 0
6 | 9 | 7 | [17 empty] | 0 | 0
6 | 9 | 8 | [17 empty] | 0 | 0
6 | 9 | 9 | [17 empty] | 0 | 0
6 | 9 | 10 | [17 empty] | 0 | 0
6 | 9 | 11 | [17 empty] | 0 | 0
6 | 9 | 12 | [17 empty] | 0 | 0
6 | 9 | 13 | [17 empty] | 0 | 0
6 | 9 | 14 | [17 empty] | 0 | 0
6 | 9 | 15 | [17 empty] | 0 | 0
6 | 9 | 16 | [17 empty] | 0 | 0
6 | 9 | 17 | [17 empty] | 0 | 0
6 | 9 | 18 | [17 empty] | 0 | 0
6 | 9 | 19 | [17 empty] | 0 | 0
6 | 9 | 20 | [17 empty] | 0 | 0
6 | 9 | 21 | [17 empty] | 0 | 0
6 | 9 | 22 | [17 empty] | 0 | 0
6 | 9 | 23 | [17 empty] | 0 | 0
6 | 9 | 24 | [17 empty] | 0 | 0
6 | 10 | 1 | [17 empty] | 0 | 0
6 | 10 | 2 | [17 empty] | 0 | 0
6 | 10 | 3 | [17 empty] | 0 | 0
6 | 10 | 4 | [17 empty] | 0 | 0
6 | 10 | 5 | [17 empty] | 0 | 0
6 | 10 | 6 | [17 empty] | 0 | 0
6 | 10 | 7 | [17 empty] | 0 | 0
6 | 10 | 8 | [17 empty] | 0 | 0
6 | 10 | 9 | [17 empty] | 0 | 0
6 | 10 | 10 | [17 empty] | 0 | 0
6 | 10 | 11 | [17 empty] | 0 | 0
6 | 10 | 12 | [17 empty] | 0 | 0
6 | 10 | 13 | [17 empty] | 0 | 0
6 | 10 | 14 | [17 empty] | 0 | 0
6 | 10 | 15 | [17 empty] | 0 | 0
6 | 10 | 16 | [17 empty] | 0 | 0
6 | 10 | 17 | [17 empty] | 0 | 0
6 | 10 | 18 | [17 empty] | 0 | 0
6 | 10 | 19 | [17 empty] | 0 | 0
6 | 10 | 20 | [17 empty] | 0 | 0
6 | 10 | 21 | [17 empty] | 0 | 0
6 | 10 | 22 | [17 empty] | 0 | 0
6 | 10 | 23 | [17 empty] | 0 | 0
6 | 10 | 24 | [17 empty] | 0 | 0
6 | 11 | 1 | [17 empty] | 0 | 0
6 | 11 | 2 | [17 empty] | 0 | 0
6 | 11 | 3 | [17 empty] | 0 | 0
6 | 11 | 4 | [17 empty] | 0 | 0
6 | 11 | 5 | [17 empty] | 0 | 0
6 | 11 | 6 | [17 empty] | 0 | 0
6 | 11 | 7 | [17 empty] | 0 | 0
6 | 11 | 8 | [17 empty] | 0 | 0
6 | 11 | 9 | [17 empty] | 0 | 0
6 | 11 | 10 | [17 empty] | 0 | 0
6 | 11 | 11 | [17 empty] | 0 | 0
6 | 11 | 12 | [17 empty] | 0 | 0
6 | 11 | 13 | [17 empty] | 0 | 0
6 | 11 | 14 | [17 empty] | 0 | 0
6 | 11 | 15 | [17 empty] | 0 | 0
6 | 11 | 16 | [17 empty] | 0 | 0
6 | 11 | 17 | [17 empty] | 0 | 0
6 | 11 | 18 | [17 empty] | 0 | 0
6 | 11 | 19 | [17 empty] | 0 | 0
6 | 11 | 20 | [17 empty] | 0 | 0
6 | 11 | 21 | [17 empty] | 0 | 0
6 | 11 | 22 | [17 empty] | 0 | 0
6 | 11 | 23 | [17 empty] | 0 | 0
6 | 11 | 24 | [17 empty] | 0 | 0
6 | 12 | 1 | [17 empty] | 0 | 0
6 | 12 | 2 | [17 empty] | 0 | 0
6 | 12 | 3 | [17 empty] | 0 | 0
6 | 12 | 4 | [17 empty] | 0 | 0
6 | 12 | 5 | [17 empty] | 0 | 0
6 | 12 | 6 | [17 empty] | 0 | 0
6 | 12 | 7 | [17 empty] | 0 | 0
6 | 12 | 8 | [17 empty] | 0 | 0
6 | 12 | 9 | [17 empty] | 0 | 0
6 | 12 | 10 | [17 empty] | 0 | 0
6 | 12 | 11 | [17 empty] | 0 | 0
6 | 12 | 12 | [17 empty] | 0 | 0
6 | 12 | 13 | [17 empty] | 0 | 0
6 | 12 | 14 | [17 empty] | 0 | 0
6 | 12 | 15 | [17 empty] | 0 | 0
6 | 12 | 16 | [17 empty] | 0 | 0
6 | 12 | 17 | [17 empty] | 0 | 0
6 | 12 | 18 | [17 empty] | 0 | 0
6 | 12 | 19 | [17 empty] | 0 | 0
6 | 12 | 20 | [17 empty] | 0 | 0
6 | 12 | 21 | [17 empty] | 0 | 0
6 | 12 | 22 | [17 empty] | 0 | 0
6 | 12 | 23 | [17 empty] | 0 | 0
6 | 12 | 24 | [17 empty] | 0 | 0
6 | 13 | 1 | [17 empty] | 0 | 0
6 | 13 | 2 | [17 empty] | 0 | 0
6 | 13 | 3 | [17 empty] | 0 | 0
6 | 13 | 4 | [17 empty] | 0 | 0
6 | 13 | 5 | [17 empty] | 0 | 0
6 | 13 | 6 | [17 empty] | 0 | 0
6 | 13 | 7 | [17 empty] | 0 | 0
6 | 13 | 8 | [17 empty] | 0 | 0
6 | 13 | 9 | [17 empty] | 0 | 0
6 | 13 | 10 | [17 empty] | 0 | 0
6 | 13 | 11 | [17 empty] | 0 | 0
6 | 13 | 12 | [17 empty] | 0 | 0
6 | 13 | 13 | [17 empty] | 0 | 0
6 | 13 | 14 | [17 empty] | 0 | 0
6 | 13 | 15 | [17 empty] | 0 | 0
6 | 13 | 16 | [17 empty] | 0 | 0
6 | 13 | 17 | [17 empty] | 0 | 0
6 | 13 | 18 | [17 empty] | 0 | 0
6 | 13 | 19 | [17 empty] | 0 | 0
6 | 13 | 20 | [17 empty] | 0 | 0
6 | 13 | 21 | [17 empty] | 0 | 0
6 | 13 | 22 | [17 empty] | 0 | 0
6 | 13 | 23 | [17 empty] | 0 | 0
6 | 13 | 24 | [17 empty] | 0 | 0
6 | 14 | 1 | [17 empty] | 0 | 0
6 | 14 | 2 | [17 empty] | 0 | 0
6 | 14 | 3 | [17 empty] | 0 | 0
6 | 14 | 4 | [17 empty] | 0 | 0
6 | 14 | 5 | [17 empty] | 0 | 0
6 | 14 | 6 | [17 empty] | 0 | 0
6 | 14 | 7 | [17 empty] | 0 | 0
6 | 14 | 8 | [17 empty] | 0 | 0
6 | 14 | 9 | [17 empty] | 0 | 0
6 | 14 | 10 | [17 empty] | 0 | 0
6 | 14 | 11 | [17 empty] | 0 | 0
6 | 14 | 12 | [17 empty] | 0 | 0
6 | 14 | 13 | [17 empty] | 0 | 0
6 | 14 | 14 | [17 empty] | 0 | 0
6 | 14 | 15 | [17 empty] | 0 | 0
6 | 14 | 16 | [17 empty] | 0 | 0
6 | 14 | 17 | [17 empty] | 0 | 0
6 | 14 | 18 | [17 empty] | 0 | 0
6 | 14 | 19 | [17 empty] | 0 | 0
6 | 14 | 20 | [17 empty] | 0 | 0
6 | 14 | 21 | [17 empty] | 0 | 0
6 | 14 | 22 | [17 empty] | 0 | 0
6 | 14 | 23 | [17 empty] | 0 | 0
6 | 14 | 24 | [17 empty] | 0 | 0
6 | 15 | 1 | [17 empty] | 0 | 0
6 | 15 | 2 | [17 empty] | 0 | 0
6 | 15 | 3 | [17 empty] | 0 | 0
6 | 15 | 4 | [17 empty] | 0 | 0
6 | 15 | 5 | [17 empty] | 0 | 0
6 | 15 | 6 | [17 empty] | 0 | 0
6 | 15 | 7 | [17 empty] | 0 | 0
6 | 15 | 8 | [17 empty] | 0 | 0
6 | 15 | 9 | [17 empty] | 0 | 0
6 | 15 | 10 | [17 empty] | 0 | 0
6 | 15 | 11 | [17 empty] | 0 | 0
6 | 15 | 12 | [17 empty] | 0 | 0
6 | 15 | 13 | [17 empty] | 0 | 0
6 | 15 | 14 | [17 empty] | 0 | 0
6 | 15 | 15 | [17 empty] | 0 | 0
6 | 15 | 16 | [17 empty] | 0 | 0
6 | 15 | 17 | [17 empty] | 0 | 0
6 | 15 | 18 | [17 empty] | 0 | 0
6 | 15 | 19 | [17 empty] | 0 | 0
6 | 15 | 20 | [17 empty] | 0 | 0
6 | 15 | 21 | [17 empty] | 0 | 0
6 | 15 | 22 | [17 empty] | 0 | 0
6 | 15 | 23 | [17 empty] | 0 | 0
6 | 15 | 24 | [17 empty] | 0 | 0
6 | 16 | 1 | [17 empty] | 0 | 0
6 | 16 | 2 | [17 empty] | 0 | 0
6 | 16 | 3 | [17 empty] | 0 | 0
6 | 16 | 4 | [17 empty] | 0 | 0
6 | 16 | 5 | [17 empty] | 0 | 0
6 | 16 | 6 | [17 empty] | 0 | 0
6 | 16 | 7 | [17 empty] | 0 | 0
6 | 16 | 8 | [17 empty] | 0 | 0
6 | 16 | 9 | [17 empty] | 0 | 0
6 | 16 | 10 | [17 empty] | 0 | 0
6 | 16 | 11 | [17 empty] | 0 | 0
6 | 16 | 12 | [17 empty] | 0 | 0
6 | 16 | 13 | [17 empty] | 0 | 0
6 | 16 | 14 | [17 empty] | 0 | 0
6 | 16 | 15 | [17 empty] | 0 | 0
6 | 16 | 16 | [17 empty] | 0 | 0
6 | 16 | 17 | [17 empty] | 0 | 0
6 | 16 | 18 | [17 empty] | 0 | 0
6 | 16 | 19 | [17 empty] | 0 | 0
6 | 16 | 20 | [17 empty] | 0 | 0
6 | 16 | 21 | [17 empty] | 0 | 0
6 | 16 | 22 | [17 empty] | 0 | 0
6 | 16 | 23 | [17 empty] | 0 | 0
6 | 16 | 24 | [17 empty] | 0 | 0
6 | 17 | 1 | [17 empty] | 0 | 0
6 | 17 | 2 | [17 empty] | 0 | 0
6 | 17 | 3 | [17 empty] | 0 | 0
6 | 17 | 4 | [17 empty] | 0 | 0
6 | 17 | 5 | [17 empty] | 0 | 0
6 | 17 | 6 | [17 empty] | 0 | 0
6 | 17 | 7 | [17 empty] | 0 | 0
6 | 17 | 8 | [17 empty] | 0 | 0
6 | 17 | 9 | [17 empty] | 0 | 0
6 | 17 | 10 | [17 empty] | 0 | 0
6 | 17 | 11 | [17 empty] | 0 | 0
6 | 17 | 12 | [17 empty] | 0 | 0
6 | 17 | 13 | [17 empty] | 0 | 0
6 | 17 | 14 | [17 empty] | 0 | 0
6 | 17 | 15 | [17 empty] | 0 | 0
6 | 17 | 16 | [17 empty] | 0 | 0
6 | 17 | 17 | [17 empty] | 0 | 0
6 | 17 | 18 | [17 empty] | 0 | 0
6 | 17 | 19 | [17 empty] | 0 | 0
6 | 17 | 20 | [17 empty] | 0 | 0
6 | 17 | 21 | [17 empty] | 0 | 0
6 | 17 | 22 | [17 empty] | 0 | 0
6 | 17 | 23 | [17 empty] | 0 | 0
6 | 17 | 24 | [17 empty] | 0 | 0
6 | 18 | 1 | [17 empty] | 0 | 0
6 | 18 | 2 | [17 empty] | 0 | 0
6 | 18 | 3 | [17 empty] | 0 | 0
6 | 18 | 4 | [17 empty] | 0 | 0
6 | 18 | 5 | [17 empty] | 0 | 0
6 | 18 | 6 | [17 empty] | 0 | 0
6 | 18 | 7 | [17 empty] | 0 | 0
6 | 18 | 8 | [17 empty] | 0 | 0
6 | 18 | 9 | [17 empty] | 0 | 0
6 | 18 | 10 | [17 empty] | 0 | 0
6 | 18 | 11 | [17 empty] | 0 | 0
6 | 18 | 12 | [17 empty] | 0 | 0
6 | 18 | 13 | [17 empty] | 0 | 0
6 | 18 | 14 | [17 empty] | 0 | 0
6 | 18 | 15 | [17 empty] | 0 | 0
6 | 18 | 16 | [17 empty] | 0 | 0
6 | 18 | 17 | [17 empty] | 0 | 0
6 | 18 | 18 | [17 empty] | 0 | 0
6 | 18 | 19 | [17 empty] | 0 | 0
6 | 18 | 20 | [17 empty] | 0 | 0
6 | 18 | 21 | [17 empty] | 0 | 0
6 | 18 | 22 | [17 empty] | 0 | 0
6 | 18 | 23 | [17 empty] | 0 | 0
6 | 18 | 24 | [17 empty] | 0 | 0
6 | 19 | 1 | [17 empty] | 0 | 0
6 | 19 | 2 | [17 empty] | 0 | 0
6 | 19 | 3 | [17 empty] | 0 | 0
6 | 19 | 4 | [17 empty] | 0 | 0
6 | 19 | 5 | [17 empty] | 0 | 0
6 | 19 | 6 | [17 empty] | 0 | 0
6 | 19 | 7 | [17 empty] | 0 | 0
6 | 19 | 8 | [17 empty] | 0 | 0
6 | 19 | 9 | [17 empty] | 0 | 0
6 | 19 | 10 | [17 empty] | 0 | 0
6 | 19 | 11 | [17 empty] | 0 | 0
6 | 19 | 12 | [17 empty] | 0 | 0
6 | 19 | 13 | [17 empty] | 0 | 0
6 | 19 | 14 | [17 empty] | 0 | 0
6 | 19 | 15 | [17 empty] | 0 | 0
6 | 19 | 16 | [17 empty] | 0 | 0
6 | 19 | 17 | [17 empty] | 0 | 0
6 | 19 | 18 | [17 empty] | 0 | 0
6 | 19 | 19 | [17 empty] | 0 | 0
6 | 19 | 20 | [17 empty] | 0 | 0
6 | 19 | 21 | [17 empty] | 0 | 0
6 | 19 | 22 | [17 empty] | 0 | 0
6 | 19 | 23 | [17 empty] | 0 | 0
6 | 19 | 24 | [17 empty] | 0 | 0
6 | 20 | 1 | [17 empty] | 0 | 0
6 | 20 | 2 | [17 empty] | 0 | 0
6 | 20 | 3 | [17 empty] | 0 | 0
6 | 20 | 4 | [17 empty] | 0 | 0
6 | 20 | 5 | [17 empty] | 0 | 0
6 | 20 | 6 | [17 empty] | 0 | 0
6 | 20 | 7 | [17 empty] | 0 | 0
6 | 20 | 8 | [17 empty] | 0 | 0
6 | 20 | 9 | [17 empty] | 0 | 0
6 | 20 | 10 | [17 empty] | 0 | 0
6 | 20 | 11 | [17 empty] | 0 | 0
6 | 20 | 12 | [17 empty] | 0 | 0
6 | 20 | 13 | [17 empty] | 0 | 0
6 | 20 | 14 | [17 empty] | 0 | 0
6 | 20 | 15 | [17 empty] | 0 | 0
6 | 20 | 16 | [17 empty] | 0 | 0
6 | 20 | 17 | [17 empty] | 0 | 0
6 | 20 | 18 | [17 empty] | 0 | 0
6 | 20 | 19 | [17 empty] | 0 | 0
6 | 20 | 20 | [17 empty] | 0 | 0
6 | 20 | 21 | [17 empty] | 0 | 0
6 | 20 | 22 | [17 empty] | 0 | 0
6 | 20 | 23 | [17 empty] | 0 | 0
6 | 20 | 24 | [17 empty] | 0 | 0
6 | 21 | 1 | [17 empty] | 0 | 0
6 | 21 | 2 | [17 empty] | 0 | 0
6 | 21 | 3 | [17 empty] | 0 | 0
6 | 21 | 4 | [17 empty] | 0 | 0
6 | 21 | 5 | [17 empty] | 0 | 0
6 | 21 | 6 | [17 empty] | 0 | 0
6 | 21 | 7 | [17 empty] | 0 | 0
6 | 21 | 8 | [17 empty] | 0 | 0
6 | 21 | 9 | [17 empty] | 0 | 0
6 | 21 | 10 | [17 empty] | 0 | 0
6 | 21 | 11 | [17 empty] | 0 | 0
6 | 21 | 12 | [17 empty] | 0 | 0
6 | 21 | 13 | [17 empty] | 0 | 0
6 | 21 | 14 | [17 empty] | 0 | 0
6 | 21 | 15 | [17 empty] | 0 | 0
6 | 21 | 16 | [17 empty] | 0 | 0
6 | 21 | 17 | [17 empty] | 0 | 0
6 | 21 | 18 | [17 empty] | 0 | 0
6 | 21 | 19 | [17 empty] | 0 | 0
6 | 21 | 20 | [17 empty] | 0 | 0
6 | 21 | 21 | [17 empty] | 0 | 0
6 | 21 | 22 | [17 empty] | 0 | 0
6 | 21 | 23 | [17 empty] | 0 | 0
6 | 21 | 24 | [17 empty] | 0 | 0
6 | 22 | 1 | [17 empty] | 0 | 0
6 | 22 | 2 | [17 empty] | 0 | 0
6 | 22 | 3 | [17 empty] | 0 | 0
6 | 22 | 4 | [17 empty] | 0 | 0
6 | 22 | 5 | [17 empty] | 0 | 0
6 | 22 | 6 | [17 empty] | 0 | 0
6 | 22 | 7 | [17 empty] | 0 | 0
6 | 22 | 8 | [17 empty] | 0 | 0
6 | 22 | 9 | [17 empty] | 0 | 0
6 | 22 | 10 | [17 empty] | 0 | 0
6 | 22 | 11 | [17 empty] | 0 | 0
6 | 22 | 12 | [17 empty] | 0 | 0
6 | 22 | 13 | [17 empty] | 0 | 0
6 | 22 | 14 | [17 empty] | 0 | 0
6 | 22 | 15 | [17 empty] | 0 | 0
6 | 22 | 16 | [17 empty] | 0 | 0
6 | 22 | 17 | [17 empty] | 0 | 0
6 | 22 | 18 | [17 empty] | 0 | 0
6 | 22 | 19 | [17 empty] | 0 | 0
6 | 22 | 20 | [17 empty] | 0 | 0
6 | 22 | 21 | [17 empty] | 0 | 0
6 | 22 | 22 | [17 empty] | 0 | 0
6 | 22 | 23 | [17 empty] | 0 | 0
6 | 22 | 24 | [17 empty] | 0 | 0
6 | 23 | 1 | [17 empty] | 0 | 0
6 | 23 | 2 | [17 empty] | 0 | 0
6 | 23 | 3 | [17 empty] | 0 | 0
6 | 23 | 4 | [17 empty] | 0 | 0
6 | 23 | 5 | [17 empty] | 0 | 0
6 | 23 | 6 | [17 empty] | 0 | 0
6 | 23 | 7 | [17 empty] | 0 | 0
6 | 23 | 8 | [17 empty] | 0 | 0
6 | 23 | 9 | [17 empty] | 0 | 0
6 | 23 | 10 | [17 empty] | 0 | 0
6 | 23 | 11 | [17 empty] | 0 | 0
6 | 23 | 12 | [17 empty] | 0 | 0
6 | 23 | 13 | [17 empty] | 0 | 0
6 | 23 | 14 | [17 empty] | 0 | 0
6 | 23 | 15 | [17 empty] | 0 | 0
6 | 23 | 16 | [17 empty] | 0 | 0
6 | 23 | 17 | [17 empty] | 0 | 0
6 | 23 | 18 | [17 empty] | 0 | 0
6 | 23 | 19 | [17 empty] | 0 | 0
6 | 23 | 20 | [17 empty] | 0 | 0
6 | 23 | 21 | [17 empty] | 0 | 0
6 | 23 | 22 | [17 empty] | 0 | 0
6 | 23 | 23 | [17 empty] | 0 | 0
6 | 23 | 24 | [17 empty] | 0 | 0
6 | 24 | 1 | [17 empty] | 0 | 0
6 | 24 | 2 | [17 empty] | 0 | 0
6 | 24 | 3 | [17 empty] | 0 | 0
6 | 24 | 4 | [17 empty] | 0 | 0
6 | 24 | 5 | [17 empty] | 0 | 0
6 | 24 | 6 | [17 empty] | 0 | 0
6 | 24 | 7 | [17 empty] | 0 | 0
6 | 24 | 8 | [17 empty] | 0 | 0
6 | 24 | 9 | [17 empty] | 0 | 0
6 | 24 | 10 | [17 empty] | 0 | 0
6 | 24 | 11 | [17 empty] | 0 | 0
6 | 24 | 12 | [17 empty] | 0 | 0
6 | 24 | 13 | [17 empty] | 0 | 0
6 | 24 | 14 | [17 empty] | 0 | 0
6 | 24 | 15 | [17 empty] | 0 | 0
6 | 24 | 16 | [17 empty] | 0 | 0
6 | 24 | 17 | [17 empty] | 0 | 0
6 | 24 | 18 | [17 empty] | 0 | 0
6 | 24 | 19 | [17 empty] | 0 | 0
6 | 24 | 20 | [17 empty] | 0 | 0
6 | 24 | 21 | [17 empty] | 0 | 0
6 | 24 | 22 | [17 empty] | 0 | 0
6 | 24 | 23 | [17 empty] | 0 | 0
6 | 24 | 24 | [17 empty] | 0 | 0
6 | 25 | 1 | [17 empty] | 0 | 0
6 | 25 | 2 | [17 empty] | 0 | 0
6 | 25 | 3 | [17 empty] | 0 | 0
6 | 25 | 4 | [17 empty] | 0 | 0
6 | 25 | 5 | [17 empty] | 0 | 0
6 | 25 | 6 | [17 empty] | 0 | 0
6 | 25 | 7 | [17 empty] | 0 | 0
6 | 25 | 8 | [17 empty] | 0 | 0
6 | 25 | 9 | [17 empty] | 0 | 0
6 | 25 | 10 | [17 empty] | 0 | 0
6 | 25 | 11 | [17 empty] | 0 | 0
6 | 25 | 12 | [17 empty] | 0 | 0
6 | 25 | 13 | [17 empty] | 0 | 0
6 | 25 | 14 | [17 empty] | 0 | 0
6 | 25 | 15 | [17 empty] | 0 | 0
6 | 25 | 16 | [17 empty] | 0 | 0
6 | 25 | 17 | [17 empty] | 0 | 0
6 | 25 | 18 | [17 empty] | 0 | 0
6 | 25 | 19 | [17 empty] | 0 | 0
6 | 25 | 20 | [17 empty] | 0 | 0
6 | 25 | 21 | [17 empty] | 0 | 0
6 | 25 | 22 | [17 empty] | 0 | 0
6 | 25 | 23 | [17 empty] | 0 | 0
6 | 25 | 24 | [17 empty] | 0 | 0
6 | 26 | 1 | [17 empty] | 0 | 0
6 | 26 | 2 | [17 empty] | 0 | 0
6 | 26 | 3 | [17 empty] | 0 | 0
6 | 26 | 4 | [17 empty] | 0 | 0
6 | 26 | 5 | [17 empty] | 0 | 0
6 | 26 | 6 | [17 empty] | 0 | 0
6 | 26 | 7 | [17 empty] | 0 | 0
6 | 26 | 8 | [17 empty] | 0 | 0
6 | 26 | 9 | [17 empty] | 0 | 0
6 | 26 | 10 | [17 empty] | 0 | 0
6 | 26 | 11 | [17 empty] | 0 | 0
6 | 26 | 12 | [17 empty] | 0 | 0
6 | 26 | 13 | [17 empty] | 0 | 0
6 | 26 | 14 | [17 empty] | 0 | 0
6 | 26 | 15 | [17 empty] | 0 | 0
6 | 26 | 16 | [17 empty] | 0 | 0
6 | 26 | 17 | [17 empty] | 0 | 0
6 | 26 | 18 | [17 empty] | 0 | 0
6 | 26 | 19 | [17 empty] | 0 | 0
6 | 26 | 20 | [17 empty] | 0 | 0
6 | 26 | 21 | [17 empty] | 0 | 0
6 | 26 | 22 | [17 empty] | 0 | 0
6 | 26 | 23 | [17 empty] | 0 | 0
6 | 26 | 24 | [17 empty] | 0 | 0
6 | 27 | 1 | [17 empty] | 0 | 0
6 | 27 | 2 | [17 empty] | 0 | 0
6 | 27 | 3 | [17 empty] | 0 | 0
6 | 27 | 4 | [17 empty] | 0 | 0
6 | 27 | 5 | [17 empty] | 0 | 0
6 | 27 | 6 | [17 empty] | 0 | 0
6 | 27 | 7 | [17 empty] | 0 | 0
6 | 27 | 8 | [17 empty] | 0 | 0
6 | 27 | 9 | [17 empty] | 0 | 0
6 | 27 | 10 | [17 empty] | 0 | 0
6 | 27 | 11 | [17 empty] | 0 | 0
6 | 27 | 12 | [17 empty] | 0 | 0
6 | 27 | 13 | [17 empty] | 0 | 0
6 | 27 | 14 | [17 empty] | 0 | 0
6 | 27 | 15 | [17 empty] | 0 | 0
6 | 27 | 16 | [17 empty] | 0 | 0
6 | 27 | 17 | [17 empty] | 0 | 0
6 | 27 | 18 | [17 empty] | 0 | 0
6 | 27 | 19 | [17 empty] | 0 | 0
6 | 27 | 20 | [17 empty] | 0 | 0
6 | 27 | 21 | [17 empty] | 0 | 0
6 | 27 | 22 | [17 empty] | 0 | 0
6 | 27 | 23 | [17 empty] | 0 | 0
6 | 27 | 24 | [17 empty] | 0 | 0
6 | 28 | 1 | [17 empty] | 0 | 0
6 | 28 | 2 | [17 empty] | 0 | 0
6 | 28 | 3 | [17 empty] | 0 | 0
6 | 28 | 4 | [17 empty] | 0 | 0
6 | 28 | 5 | [17 empty] | 0 | 0
6 | 28 | 6 | [17 empty] | 0 | 0
6 | 28 | 7 | [17 empty] | 0 | 0
6 | 28 | 8 | [17 empty] | 0 | 0
6 | 28 | 9 | [17 empty] | 0 | 0
6 | 28 | 10 | [17 empty] | 0 | 0
6 | 28 | 11 | [17 empty] | 0 | 0
6 | 28 | 12 | [17 empty] | 0 | 0
6 | 28 | 13 | [17 empty] | 0 | 0
6 | 28 | 14 | [17 empty] | 0 | 0
6 | 28 | 15 | [17 empty] | 0 | 0
6 | 28 | 16 | [17 empty] | 0 | 0
6 | 28 | 17 | [17 empty] | 0 | 0
6 | 28 | 18 | [17 empty] | 0 | 0
6 | 28 | 19 | [17 empty] | 0 | 0
6 | 28 | 20 | [17 empty] | 0 | 0
6 | 28 | 21 | [17 empty] | 0 | 0
6 | 28 | 22 | [17 empty] | 0 | 0
6 | 28 | 23 | [17 empty] | 0 | 0
6 | 28 | 24 | [17 empty] | 0 | 0
6 | 29 | 1 | [17 empty] | 0 | 0
6 | 29 | 2 | [17 empty] | 0 | 0
6 | 29 | 3 | [17 empty] | 0 | 0
6 | 29 | 4 | [17 empty] | 0 | 0
6 | 29 | 5 | [17 empty] | 0 | 0
6 | 29 | 6 | [17 empty] | 0 | 0
6 | 29 | 7 | [17 empty] | 0 | 0
6 | 29 | 8 | [17 empty] | 0 | 0
6 | 29 | 9 | [17 empty] | 0 | 0
6 | 29 | 10 | [17 empty] | 0 | 0
6 | 29 | 11 | [17 empty] | 0 | 0
6 | 29 | 12 | [17 empty] | 0 | 0
6 | 29 | 13 | [17 empty] | 0 | 0
6 | 29 | 14 | [17 empty] | 0 | 0
6 | 29 | 15 | [17 empty] | 0 | 0
6 | 29 | 16 | [17 empty] | 0 | 0
6 | 29 | 17 | [17 empty] | 0 | 0
6 | 29 | 18 | [17 empty] | 0 | 0
6 | 29 | 19 | [17 empty] | 0 | 0
6 | 29 | 20 | [17 empty] | 0 | 0
6 | 29 | 21 | [17 empty] | 0 | 0
6 | 29 | 22 | [17 empty] | 0 | 0
6 | 29 | 23 | [17 empty] | 0 | 0
6 | 29 | 24 | [17 empty] | 0 | 0
6 | 30 | 1 | [17 empty] | 0 | 0
6 | 30 | 2 | [17 empty] | 0 | 0
6 | 30 | 3 | [17 empty] | 0 | 0
6 | 30 | 4 | [17 empty] | 0 | 0
6 | 30 | 5 | [17 empty] | 0 | 0
6 | 30 | 6 | [17 empty] | 0 | 0
6 | 30 | 7 | [17 empty] | 0 | 0
6 | 30 | 8 | [17 empty] | 0 | 0
6 | 30 | 9 | [17 empty] | 0 | 0
6 | 30 | 10 | [17 empty] | 0 | 0
6 | 30 | 11 | [17 empty] | 0 | 0
6 | 30 | 12 | [17 empty] | 0 | 0
6 | 30 | 13 | [17 empty] | 0 | 0
6 | 30 | 14 | [17 empty] | 0 | 0
6 | 30 | 15 | [17 empty] | 0 | 0
6 | 30 | 16 | [17 empty] | 0 | 0
6 | 30 | 17 | [17 empty] | 0 | 0
6 | 30 | 18 | [17 empty] | 0 | 0
6 | 30 | 19 | [17 empty] | 0 | 0
6 | 30 | 20 | [17 empty] | 0 | 0
6 | 30 | 21 | [17 empty] | 0 | 0
6 | 30 | 22 | [17 empty] | 0 | 0
6 | 30 | 23 | [17 empty] | 0 | 0
6 | 30 | 24 | [17 empty] | 0 | 0
7 | 1 | 1 | [17 empty] | 0 | 0
7 | 1 | 2 | [17 empty] | 0 | 0
7 | 1 | 3 | [17 empty] | 0 | 0
7 | 1 | 4 | [17 empty] | 0 | 0
7 | 1 | 5 | [17 empty] | 0 | 0
7 | 1 | 6 | [17 empty] | 0 | 0
7 | 1 | 7 | [17 empty] | 0 | 0
7 | 1 | 8 | [17 empty] | 0 | 0
7 | 1 | 9 | [17 empty] | 0 | 0
7 | 1 | 10 | [17 empty] | 0 | 0
7 | 1 | 11 | [17 empty] | 0 | 0
7 | 1 | 12 | [17 empty] | 0 | 0
7 | 1 | 13 | [17 empty] | 0 | 0
7 | 1 | 14 | [17 empty] | 0 | 0
7 | 1 | 15 | [17 empty] | 0 | 0
7 | 1 | 16 | [17 empty] | 0 | 0
7 | 1 | 17 | [17 empty] | 0 | 0
7 | 1 | 18 | [17 empty] | 0 | 0
7 | 1 | 19 | [17 empty] | 0 | 0
7 | 1 | 20 | [17 empty] | 0 | 0
7 | 1 | 21 | [17 empty] | 0 | 0
7 | 1 | 22 | [17 empty] | 0 | 0
7 | 1 | 23 | [17 empty] | 0 | 0
7 | 1 | 24 | [17 empty] | 0 | 0
7 | 2 | 1 | [17 empty] | 0 | 0
7 | 2 | 2 | [17 empty] | 0 | 0
7 | 2 | 3 | [17 empty] | 0 | 0
7 | 2 | 4 | [17 empty] | 0 | 0
7 | 2 | 5 | [17 empty] | 0 | 0
7 | 2 | 6 | [17 empty] | 0 | 0
7 | 2 | 7 | [17 empty] | 0 | 0
7 | 2 | 8 | [17 empty] | 0 | 0
7 | 2 | 9 | [17 empty] | 0 | 0
7 | 2 | 10 | [17 empty] | 0 | 0
7 | 2 | 11 | [17 empty] | 0 | 0
7 | 2 | 12 | [17 empty] | 0 | 0
7 | 2 | 13 | [17 empty] | 0 | 0
7 | 2 | 14 | [17 empty] | 0 | 0
7 | 2 | 15 | [17 empty] | 0 | 0
7 | 2 | 16 | [17 empty] | 0 | 0
7 | 2 | 17 | [17 empty] | 0 | 0
7 | 2 | 18 | [17 empty] | 0 | 0
7 | 2 | 19 | [17 empty] | 0 | 0
7 | 2 | 20 | [17 empty] | 0 | 0
7 | 2 | 21 | [17 empty] | 0 | 0
7 | 2 | 22 | [17 empty] | 0 | 0
7 | 2 | 23 | [17 empty] | 0 | 0
7 | 2 | 24 | [17 empty] | 0 | 0
7 | 3 | 1 | [17 empty] | 0 | 0
7 | 3 | 2 | [17 empty] | 0 | 0
7 | 3 | 3 | [17 empty] | 0 | 0
7 | 3 | 4 | [17 empty] | 0 | 0
7 | 3 | 5 | [17 empty] | 0 | 0
7 | 3 | 6 | [17 empty] | 0 | 0
7 | 3 | 7 | [17 empty] | 0 | 0
7 | 3 | 8 | [17 empty] | 0 | 0
7 | 3 | 9 | [17 empty] | 0 | 0
7 | 3 | 10 | [17 empty] | 0 | 0
7 | 3 | 11 | [17 empty] | 0 | 0
7 | 3 | 12 | [17 empty] | 0 | 0
7 | 3 | 13 | [17 empty] | 0 | 0
7 | 3 | 14 | [17 empty] | 0 | 0
7 | 3 | 15 | [17 empty] | 0 | 0
7 | 3 | 16 | [17 empty] | 0 | 0
7 | 3 | 17 | [17 empty] | 0 | 0
7 | 3 | 18 | [17 empty] | 0 | 0
7 | 3 | 19 | [17 empty] | 0 | 0
7 | 3 | 20 | [17 empty] | 0 | 0
7 | 3 | 21 | [17 empty] | 0 | 0
7 | 3 | 22 | [17 empty] | 0 | 0
7 | 3 | 23 | [17 empty] | 0 | 0
7 | 3 | 24 | [17 empty] | 0 | 0
7 | 4 | 1 | [17 empty] | 0 | 0
7 | 4 | 2 | [17 empty] | 0 | 0
7 | 4 | 3 | [17 empty] | 0 | 0
7 | 4 | 4 | [17 empty] | 0 | 0
7 | 4 | 5 | [17 empty] | 0 | 0
7 | 4 | 6 | [17 empty] | 0 | 0
7 | 4 | 7 | [17 empty] | 0 | 0
7 | 4 | 8 | [17 empty] | 0 | 0
7 | 4 | 9 | [17 empty] | 0 | 0
7 | 4 | 10 | [17 empty] | 0 | 0
7 | 4 | 11 | [17 empty] | 0 | 0
7 | 4 | 12 | [17 empty] | 0 | 0
7 | 4 | 13 | [17 empty] | 0 | 0
7 | 4 | 14 | [17 empty] | 0 | 0
7 | 4 | 15 | [17 empty] | 0 | 0
7 | 4 | 16 | [17 empty] | 0 | 0
7 | 4 | 17 | [17 empty] | 0 | 0
7 | 4 | 18 | [17 empty] | 0 | 0
7 | 4 | 19 | [17 empty] | 0 | 0
7 | 4 | 20 | [17 empty] | 0 | 0
7 | 4 | 21 | [17 empty] | 0 | 0
7 | 4 | 22 | [17 empty] | 0 | 0
7 | 4 | 23 | [17 empty] | 0 | 0
7 | 4 | 24 | [17 empty] | 0 | 0
7 | 5 | 1 | [17 empty] | 0 | 0
7 | 5 | 2 | [17 empty] | 0 | 0
7 | 5 | 3 | [17 empty] | 0 | 0
7 | 5 | 4 | [17 empty] | 0 | 0
7 | 5 | 5 | [17 empty] | 0 | 0
7 | 5 | 6 | [17 empty] | 0 | 0
7 | 5 | 7 | [17 empty] | 0 | 0
7 | 5 | 8 | [17 empty] | 0 | 0
7 | 5 | 9 | [17 empty] | 0 | 0
7 | 5 | 10 | [17 empty] | 0 | 0
7 | 5 | 11 | [17 empty] | 0 | 0
7 | 5 | 12 | [17 empty] | 0 | 0
7 | 5 | 13 | [17 empty] | 0 | 0
7 | 5 | 14 | [17 empty] | 0 | 0
7 | 5 | 15 | [17 empty] | 0 | 0
7 | 5 | 16 | [17 empty] | 0 | 0
7 | 5 | 17 | [17 empty] | 0 | 0
7 | 5 | 18 | [17 empty] | 0 | 0
7 | 5 | 19 | [17 empty] | 0 | 0
7 | 5 | 20 | [17 empty] | 0 | 0
7 | 5 | 21 | [17 empty] | 0 | 0
7 | 5 | 22 | [17 empty] | 0 | 0
7 | 5 | 23 | [17 empty] | 0 | 0
7 | 5 | 24 | [17 empty] | 0 | 0
7 | 6 | 1 | [17 empty] | 0 | 0
7 | 6 | 2 | [17 empty] | 0 | 0
7 | 6 | 3 | [17 empty] | 0 | 0
7 | 6 | 4 | [17 empty] | 0 | 0
7 | 6 | 5 | [17 empty] | 0 | 0
7 | 6 | 6 | [17 empty] | 0 | 0
7 | 6 | 7 | [17 empty] | 0 | 0
7 | 6 | 8 | [17 empty] | 0 | 0
7 | 6 | 9 | [17 empty] | 0 | 0
7 | 6 | 10 | [17 empty] | 0 | 0
7 | 6 | 11 | [17 empty] | 0 | 0
7 | 6 | 12 | [17 empty] | 0 | 0
7 | 6 | 13 | [17 empty] | 0 | 0
7 | 6 | 14 | [17 empty] | 0 | 0
7 | 6 | 15 | [17 empty] | 0 | 0
7 | 6 | 16 | [17 empty] | 0 | 0
7 | 6 | 17 | [17 empty] | 0 | 0
7 | 6 | 18 | [17 empty] | 0 | 0
7 | 6 | 19 | [17 empty] | 0 | 0
7 | 6 | 20 | [17 empty] | 0 | 0
7 | 6 | 21 | [17 empty] | 0 | 0
7 | 6 | 22 | [17 empty] | 0 | 0
7 | 6 | 23 | [17 empty] | 0 | 0
7 | 6 | 24 | [17 empty] | 0 | 0
7 | 7 | 1 | [17 empty] | 0 | 0
7 | 7 | 2 | [17 empty] | 0 | 0
7 | 7 | 3 | [17 empty] | 0 | 0
7 | 7 | 4 | [17 empty] | 0 | 0
7 | 7 | 5 | [17 empty] | 0 | 0
7 | 7 | 6 | [17 empty] | 0 | 0
7 | 7 | 7 | [17 empty] | 0 | 0
7 | 7 | 8 | [17 empty] | 0 | 0
7 | 7 | 9 | [17 empty] | 0 | 0
7 | 7 | 10 | [17 empty] | 0 | 0
7 | 7 | 11 | [17 empty] | 0 | 0
7 | 7 | 12 | [17 empty] | 0 | 0
7 | 7 | 13 | [17 empty] | 0 | 0
7 | 7 | 14 | [17 empty] | 0 | 0
7 | 7 | 15 | [17 empty] | 0 | 0
7 | 7 | 16 | [17 empty] | 0 | 0
7 | 7 | 17 | [17 empty] | 0 | 0
7 | 7 | 18 | [17 empty] | 0 | 0
7 | 7 | 19 | [17 empty] | 0 | 0
7 | 7 | 20 | [17 empty] | 0 | 0
7 | 7 | 21 | [17 empty] | 0 | 0
7 | 7 | 22 | [17 empty] | 0 | 0
7 | 7 | 23 | [17 empty] | 0 | 0
7 | 7 | 24 | [17 empty] | 0 | 0
7 | 8 | 1 | [17 empty] | 0 | 0
7 | 8 | 2 | [17 empty] | 0 | 0
7 | 8 | 3 | [17 empty] | 0 | 0
7 | 8 | 4 | [17 empty] | 0 | 0
7 | 8 | 5 | [17 empty] | 0 | 0
7 | 8 | 6 | [17 empty] | 0 | 0
7 | 8 | 7 | [17 empty] | 0 | 0
7 | 8 | 8 | [17 empty] | 0 | 0
7 | 8 | 9 | [17 empty] | 0 | 0
7 | 8 | 10 | [17 empty] | 0 | 0
7 | 8 | 11 | [17 empty] | 0 | 0
7 | 8 | 12 | [17 empty] | 0 | 0
7 | 8 | 13 | [17 empty] | 0 | 0
7 | 8 | 14 | [17 empty] | 0 | 0
7 | 8 | 15 | [17 empty] | 0 | 0
7 | 8 | 16 | [17 empty] | 0 | 0
7 | 8 | 17 | [17 empty] | 0 | 0
7 | 8 | 18 | [17 empty] | 0 | 0
7 | 8 | 19 | [17 empty] | 0 | 0
7 | 8 | 20 | [17 empty] | 0 | 0
7 | 8 | 21 | [17 empty] | 0 | 0
7 | 8 | 22 | [17 empty] | 0 | 0
7 | 8 | 23 | [17 empty] | 0 | 0
7 | 8 | 24 | [17 empty] | 0 | 0
7 | 9 | 1 | [17 empty] | 0 | 0
7 | 9 | 2 | [17 empty] | 0 | 0
7 | 9 | 3 | [17 empty] | 0 | 0
7 | 9 | 4 | [17 empty] | 0 | 0
7 | 9 | 5 | [17 empty] | 0 | 0
7 | 9 | 6 | [17 empty] | 0 | 0
7 | 9 | 7 | [17 empty] | 0 | 0
7 | 9 | 8 | [17 empty] | 0 | 0
7 | 9 | 9 | [17 empty] | 0 | 0
7 | 9 | 10 | [17 empty] | 0 | 0
7 | 9 | 11 | [17 empty] | 0 | 0
7 | 9 | 12 | [17 empty] | 0 | 0
7 | 9 | 13 | [17 empty] | 0 | 0
7 | 9 | 14 | [17 empty] | 0 | 0
7 | 9 | 15 | [17 empty] | 0 | 0
7 | 9 | 16 | [17 empty] | 0 | 0
7 | 9 | 17 | [17 empty] | 0 | 0
7 | 9 | 18 | [17 empty] | 0 | 0
7 | 9 | 19 | [17 empty] | 0 | 0
7 | 9 | 20 | [17 empty] | 0 | 0
7 | 9 | 21 | [17 empty] | 0 | 0
7 | 9 | 22 | [17 empty] | 0 | 0
7 | 9 | 23 | [17 empty] | 0 | 0
7 | 9 | 24 | [17 empty] | 0 | 0
7 | 10 | 1 | [17 empty] | 0 | 0
7 | 10 | 2 | [17 empty] | 0 | 0
7 | 10 | 3 | [17 empty] | 0 | 0
7 | 10 | 4 | [17 empty] | 0 | 0
7 | 10 | 5 | [17 empty] | 0 | 0
7 | 10 | 6 | [17 empty] | 0 | 0
7 | 10 | 7 | [17 empty] | 0 | 0
7 | 10 | 8 | [17 empty] | 0 | 0
7 | 10 | 9 | [17 empty] | 0 | 0
7 | 10 | 10 | [17 empty] | 0 | 0
7 | 10 | 11 | [17 empty] | 0 | 0
7 | 10 | 12 | [17 empty] | 0 | 0
7 | 10 | 13 | [17 empty] | 0 | 0
7 | 10 | 14 | [17 empty] | 0 | 0
7 | 10 | 15 | [17 empty] | 0 | 0
7 | 10 | 16 | [17 empty] | 0 | 0
7 | 10 | 17 | [17 empty] | 0 | 0
7 | 10 | 18 | [17 empty] | 0 | 0
7 | 10 | 19 | [17 empty] | 0 | 0
7 | 10 | 20 | [17 empty] | 0 | 0
7 | 10 | 21 | [17 empty] | 0 | 0
7 | 10 | 22 | [17 empty] | 0 | 0
7 | 10 | 23 | [17 empty] | 0 | 0
7 | 10 | 24 | [17 empty] | 0 | 0
7 | 11 | 1 | [17 empty] | 0 | 0
7 | 11 | 2 | [17 empty] | 0 | 0
7 | 11 | 3 | [17 empty] | 0 | 0
7 | 11 | 4 | [17 empty] | 0 | 0
7 | 11 | 5 | [17 empty] | 0 | 0
7 | 11 | 6 | [17 empty] | 0 | 0
7 | 11 | 7 | [17 empty] | 0 | 0
7 | 11 | 8 | [17 empty] | 0 | 0
7 | 11 | 9 | [17 empty] | 0 | 0
7 | 11 | 10 | [17 empty] | 0 | 0
7 | 11 | 11 | [17 empty] | 0 | 0
7 | 11 | 12 | [17 empty] | 0 | 0
7 | 11 | 13 | [17 empty] | 0 | 0
7 | 11 | 14 | [17 empty] | 0 | 0
7 | 11 | 15 | [17 empty] | 0 | 0
7 | 11 | 16 | [17 empty] | 0 | 0
7 | 11 | 17 | [17 empty] | 0 | 0
7 | 11 | 18 | [17 empty] | 0 | 0
7 | 11 | 19 | [17 empty] | 0 | 0
7 | 11 | 20 | [17 empty] | 0 | 0
7 | 11 | 21 | [17 empty] | 0 | 0
7 | 11 | 22 | [17 empty] | 0 | 0
7 | 11 | 23 | [17 empty] | 0 | 0
7 | 11 | 24 | [17 empty] | 0 | 0
7 | 12 | 1 | [17 empty] | 0 | 0
7 | 12 | 2 | [17 empty] | 0 | 0
7 | 12 | 3 | [17 empty] | 0 | 0
7 | 12 | 4 | [17 empty] | 0 | 0
7 | 12 | 5 | [17 empty] | 0 | 0
7 | 12 | 6 | [17 empty] | 0 | 0
7 | 12 | 7 | [17 empty] | 0 | 0
7 | 12 | 8 | [17 empty] | 0 | 0
7 | 12 | 9 | [17 empty] | 0 | 0
7 | 12 | 10 | [17 empty] | 0 | 0
7 | 12 | 11 | [17 empty] | 0 | 0
7 | 12 | 12 | [17 empty] | 0 | 0
7 | 12 | 13 | [17 empty] | 0 | 0
7 | 12 | 14 | [17 empty] | 0 | 0
7 | 12 | 15 | [17 empty] | 0 | 0
7 | 12 | 16 | [17 empty] | 0 | 0
7 | 12 | 17 | [17 empty] | 0 | 0
7 | 12 | 18 | [17 empty] | 0 | 0
7 | 12 | 19 | [17 empty] | 0 | 0
7 | 12 | 20 | [17 empty] | 0 | 0
7 | 12 | 21 | [17 empty] | 0 | 0
7 | 12 | 22 | [17 empty] | 0 | 0
7 | 12 | 23 | [17 empty] | 0 | 0
7 | 12 | 24 | [17 empty] | 0 | 0
7 | 13 | 1 | [17 empty] | 0 | 0
7 | 13 | 2 | [17 empty] | 0 | 0
7 | 13 | 3 | [17 empty] | 0 | 0
7 | 13 | 4 | [17 empty] | 0 | 0
7 | 13 | 5 | [17 empty] | 0 | 0
7 | 13 | 6 | [17 empty] | 0 | 0
7 | 13 | 7 | [17 empty] | 0 | 0
7 | 13 | 8 | [17 empty] | 0 | 0
7 | 13 | 9 | [17 empty] | 0 | 0
7 | 13 | 10 | [17 empty] | 0 | 0
7 | 13 | 11 | [17 empty] | 0 | 0
7 | 13 | 12 | [17 empty] | 0 | 0
7 | 13 | 13 | [17 empty] | 0 | 0
7 | 13 | 14 | [17 empty] | 0 | 0
7 | 13 | 15 | [17 empty] | 0 | 0
7 | 13 | 16 | [17 empty] | 0 | 0
7 | 13 | 17 | [17 empty] | 0 | 0
7 | 13 | 18 | [17 empty] | 0 | 0
7 | 13 | 19 | [17 empty] | 0 | 0
7 | 13 | 20 | [17 empty] | 0 | 0
7 | 13 | 21 | [17 empty] | 0 | 0
7 | 13 | 22 | [17 empty] | 0 | 0
7 | 13 | 23 | [17 empty] | 0 | 0
7 | 13 | 24 | [17 empty] | 0 | 0
7 | 14 | 1 | [17 empty] | 0 | 0
7 | 14 | 2 | [17 empty] | 0 | 0
7 | 14 | 3 | [17 empty] | 0 | 0
7 | 14 | 4 | [17 empty] | 0 | 0
7 | 14 | 5 | [17 empty] | 0 | 0
7 | 14 | 6 | [17 empty] | 0 | 0
7 | 14 | 7 | [17 empty] | 0 | 0
7 | 14 | 8 | [17 empty] | 0 | 0
7 | 14 | 9 | [17 empty] | 0 | 0
7 | 14 | 10 | [17 empty] | 0 | 0
7 | 14 | 11 | [17 empty] | 0 | 0
7 | 14 | 12 | [17 empty] | 0 | 0
7 | 14 | 13 | [17 empty] | 0 | 0
7 | 14 | 14 | [17 empty] | 0 | 0
7 | 14 | 15 | [17 empty] | 0 | 0
7 | 14 | 16 | [17 empty] | 0 | 0
7 | 14 | 17 | [17 empty] | 0 | 0
7 | 14 | 18 | [17 empty] | 0 | 0
7 | 14 | 19 | [17 empty] | 0 | 0
7 | 14 | 20 | [17 empty] | 0 | 0
7 | 14 | 21 | [17 empty] | 0 | 0
7 | 14 | 22 | [17 empty] | 0 | 0
7 | 14 | 23 | [17 empty] | 0 | 0
7 | 14 | 24 | [17 empty] | 0 | 0
7 | 15 | 1 | [17 empty] | 0 | 0
7 | 15 | 2 | [17 empty] | 0 | 0
7 | 15 | 3 | [17 empty] | 0 | 0
7 | 15 | 4 | [17 empty] | 0 | 0
7 | 15 | 5 | [17 empty] | 0 | 0
7 | 15 | 6 | [17 empty] | 0 | 0
7 | 15 | 7 | [17 empty] | 0 | 0
7 | 15 | 8 | [17 empty] | 0 | 0
7 | 15 | 9 | [17 empty] | 0 | 0
7 | 15 | 10 | [17 empty] | 0 | 0
7 | 15 | 11 | [17 empty] | 0 | 0
7 | 15 | 12 | [17 empty] | 0 | 0
7 | 15 | 13 | [17 empty] | 0 | 0
7 | 15 | 14 | [17 empty] | 0 | 0
7 | 15 | 15 | [17 empty] | 0 | 0
7 | 15 | 16 | [17 empty] | 0 | 0
7 | 15 | 17 | [17 empty] | 0 | 0
7 | 15 | 18 | [17 empty] | 0 | 0
7 | 15 | 19 | [17 empty] | 0 | 0
7 | 15 | 20 | [17 empty] | 0 | 0
7 | 15 | 21 | [17 empty] | 0 | 0
7 | 15 | 22 | [17 empty] | 0 | 0
7 | 15 | 23 | [17 empty] | 0 | 0
7 | 15 | 24 | [17 empty] | 0 | 0
7 | 16 | 1 | [17 empty] | 0 | 0
7 | 16 | 2 | [17 empty] | 0 | 0
7 | 16 | 3 | [17 empty] | 0 | 0
7 | 16 | 4 | [17 empty] | 0 | 0
7 | 16 | 5 | [17 empty] | 0 | 0
7 | 16 | 6 | [17 empty] | 0 | 0
7 | 16 | 7 | [17 empty] | 0 | 0
7 | 16 | 8 | [17 empty] | 0 | 0
7 | 16 | 9 | [17 empty] | 0 | 0
7 | 16 | 10 | [17 empty] | 0 | 0
7 | 16 | 11 | [17 empty] | 0 | 0
7 | 16 | 12 | [17 empty] | 0 | 0
7 | 16 | 13 | [17 empty] | 0 | 0
7 | 16 | 14 | [17 empty] | 0 | 0
7 | 16 | 15 | [17 empty] | 0 | 0
7 | 16 | 16 | [17 empty] | 0 | 0
7 | 16 | 17 | [17 empty] | 0 | 0
7 | 16 | 18 | [17 empty] | 0 | 0
7 | 16 | 19 | [17 empty] | 0 | 0
7 | 16 | 20 | [17 empty] | 0 | 0
7 | 16 | 21 | [17 empty] | 0 | 0
7 | 16 | 22 | [17 empty] | 0 | 0
7 | 16 | 23 | [17 empty] | 0 | 0
7 | 16 | 24 | [17 empty] | 0 | 0
7 | 17 | 1 | [17 empty] | 0 | 0
7 | 17 | 2 | [17 empty] | 0 | 0
7 | 17 | 3 | [17 empty] | 0 | 0
7 | 17 | 4 | [17 empty] | 0 | 0
7 | 17 | 5 | [17 empty] | 0 | 0
7 | 17 | 6 | [17 empty] | 0 | 0
7 | 17 | 7 | [17 empty] | 0 | 0
7 | 17 | 8 | [17 empty] | 0 | 0
7 | 17 | 9 | [17 empty] | 0 | 0
7 | 17 | 10 | [17 empty] | 0 | 0
7 | 17 | 11 | [17 empty] | 0 | 0
7 | 17 | 12 | [17 empty] | 0 | 0
7 | 17 | 13 | [17 empty] | 0 | 0
7 | 17 | 14 | [17 empty] | 0 | 0
7 | 17 | 15 | [17 empty] | 0 | 0
7 | 17 | 16 | [17 empty] | 0 | 0
7 | 17 | 17 | [17 empty] | 0 | 0
7 | 17 | 18 | [17 empty] | 0 | 0
7 | 17 | 19 | [17 empty] | 0 | 0
7 | 17 | 20 | [17 empty] | 0 | 0
7 | 17 | 21 | [17 empty] | 0 | 0
7 | 17 | 22 | [17 empty] | 0 | 0
7 | 17 | 23 | [17 empty] | 0 | 0
7 | 17 | 24 | [17 empty] | 0 | 0
7 | 18 | 1 | [17 empty] | 0 | 0
7 | 18 | 2 | [17 empty] | 0 | 0
7 | 18 | 3 | [17 empty] | 0 | 0
7 | 18 | 4 | [17 empty] | 0 | 0
7 | 18 | 5 | [17 empty] | 0 | 0
7 | 18 | 6 | [17 empty] | 0 | 0
7 | 18 | 7 | [17 empty] | 0 | 0
7 | 18 | 8 | [17 empty] | 0 | 0
7 | 18 | 9 | [17 empty] | 0 | 0
7 | 18 | 10 | [17 empty] | 0 | 0
7 | 18 | 11 | [17 empty] | 0 | 0
7 | 18 | 12 | [17 empty] | 0 | 0
7 | 18 | 13 | [17 empty] | 0 | 0
7 | 18 | 14 | [17 empty] | 0 | 0
7 | 18 | 15 | [17 empty] | 0 | 0
7 | 18 | 16 | [17 empty] | 0 | 0
7 | 18 | 17 | [17 empty] | 0 | 0
7 | 18 | 18 | [17 empty] | 0 | 0
7 | 18 | 19 | [17 empty] | 0 | 0
7 | 18 | 20 | [17 empty] | 0 | 0
7 | 18 | 21 | [17 empty] | 0 | 0
7 | 18 | 22 | [17 empty] | 0 | 0
7 | 18 | 23 | [17 empty] | 0 | 0
7 | 18 | 24 | [17 empty] | 0 | 0
7 | 19 | 1 | [17 empty] | 0 | 0
7 | 19 | 2 | [17 empty] | 0 | 0
7 | 19 | 3 | [17 empty] | 0 | 0
7 | 19 | 4 | [17 empty] | 0 | 0
7 | 19 | 5 | [17 empty] | 0 | 0
7 | 19 | 6 | [17 empty] | 0 | 0
7 | 19 | 7 | [17 empty] | 0 | 0
7 | 19 | 8 | [17 empty] | 0 | 0
7 | 19 | 9 | [17 empty] | 0 | 0
7 | 19 | 10 | [17 empty] | 0 | 0
7 | 19 | 11 | [17 empty] | 0 | 0
7 | 19 | 12 | [17 empty] | 0 | 0
7 | 19 | 13 | [17 empty] | 0 | 0
7 | 19 | 14 | [17 empty] | 0 | 0
7 | 19 | 15 | [17 empty] | 0 | 0
7 | 19 | 16 | [17 empty] | 0 | 0
7 | 19 | 17 | [17 empty] | 0 | 0
7 | 19 | 18 | [17 empty] | 0 | 0
7 | 19 | 19 | [17 empty] | 0 | 0
7 | 19 | 20 | [17 empty] | 0 | 0
7 | 19 | 21 | [17 empty] | 0 | 0
7 | 19 | 22 | [17 empty] | 0 | 0
7 | 19 | 23 | [17 empty] | 0 | 0
7 | 19 | 24 | [17 empty] | 0 | 0
7 | 20 | 1 | [17 empty] | 0 | 0
7 | 20 | 2 | [17 empty] | 0 | 0
7 | 20 | 3 | [17 empty] | 0 | 0
7 | 20 | 4 | [17 empty] | 0 | 0
7 | 20 | 5 | [17 empty] | 0 | 0
7 | 20 | 6 | [17 empty] | 0 | 0
7 | 20 | 7 | [17 empty] | 0 | 0
7 | 20 | 8 | [17 empty] | 0 | 0
7 | 20 | 9 | [17 empty] | 0 | 0
7 | 20 | 10 | [17 empty] | 0 | 0
7 | 20 | 11 | [17 empty] | 0 | 0
7 | 20 | 12 | [17 empty] | 0 | 0
7 | 20 | 13 | [17 empty] | 0 | 0
7 | 20 | 14 | [17 empty] | 0 | 0
7 | 20 | 15 | [17 empty] | 0 | 0
7 | 20 | 16 | [17 empty] | 0 | 0
7 | 20 | 17 | [17 empty] | 0 | 0
7 | 20 | 18 | [17 empty] | 0 | 0
7 | 20 | 19 | [17 empty] | 0 | 0
7 | 20 | 20 | [17 empty] | 0 | 0
7 | 20 | 21 | [17 empty] | 0 | 0
7 | 20 | 22 | [17 empty] | 0 | 0
7 | 20 | 23 | [17 empty] | 0 | 0
7 | 20 | 24 | [17 empty] | 0 | 0
7 | 21 | 1 | [17 empty] | 0 | 0
7 | 21 | 2 | [17 empty] | 0 | 0
7 | 21 | 3 | [17 empty] | 0 | 0
7 | 21 | 4 | [17 empty] | 0 | 0
7 | 21 | 5 | [17 empty] | 0 | 0
7 | 21 | 6 | [17 empty] | 0 | 0
7 | 21 | 7 | [17 empty] | 0 | 0
7 | 21 | 8 | [17 empty] | 0 | 0
7 | 21 | 9 | [17 empty] | 0 | 0
7 | 21 | 10 | [17 empty] | 0 | 0
7 | 21 | 11 | [17 empty] | 0 | 0
7 | 21 | 12 | [17 empty] | 0 | 0
7 | 21 | 13 | [17 empty] | 0 | 0
7 | 21 | 14 | [17 empty] | 0 | 0
7 | 21 | 15 | [17 empty] | 0 | 0
7 | 21 | 16 | [17 empty] | 0 | 0
7 | 21 | 17 | [17 empty] | 0 | 0
7 | 21 | 18 | [17 empty] | 0 | 0
7 | 21 | 19 | [17 empty] | 0 | 0
7 | 21 | 20 | [17 empty] | 0 | 0
7 | 21 | 21 | [17 empty] | 0 | 0
7 | 21 | 22 | [17 empty] | 0 | 0
7 | 21 | 23 | [17 empty] | 0 | 0
7 | 21 | 24 | [17 empty] | 0 | 0
7 | 22 | 1 | [17 empty] | 0 | 0
7 | 22 | 2 | [17 empty] | 0 | 0
7 | 22 | 3 | [17 empty] | 0 | 0
7 | 22 | 4 | [17 empty] | 0 | 0
7 | 22 | 5 | [17 empty] | 0 | 0
7 | 22 | 6 | [17 empty] | 0 | 0
7 | 22 | 7 | [17 empty] | 0 | 0
7 | 22 | 8 | [17 empty] | 0 | 0
7 | 22 | 9 | [17 empty] | 0 | 0
7 | 22 | 10 | [17 empty] | 0 | 0
7 | 22 | 11 | [17 empty] | 0 | 0
7 | 22 | 12 | [17 empty] | 0 | 0
7 | 22 | 13 | [17 empty] | 0 | 0
7 | 22 | 14 | [17 empty] | 0 | 0
7 | 22 | 15 | [17 empty] | 0 | 0
7 | 22 | 16 | [17 empty] | 0 | 0
7 | 22 | 17 | [17 empty] | 0 | 0
7 | 22 | 18 | [17 empty] | 0 | 0
7 | 22 | 19 | [17 empty] | 0 | 0
7 | 22 | 20 | [17 empty] | 0 | 0
7 | 22 | 21 | [17 empty] | 0 | 0
7 | 22 | 22 | [17 empty] | 0 | 0
7 | 22 | 23 | [17 empty] | 0 | 0
7 | 22 | 24 | [17 empty] | 0 | 0
7 | 23 | 1 | [17 empty] | 0 | 0
7 | 23 | 2 | [17 empty] | 0 | 0
7 | 23 | 3 | [17 empty] | 0 | 0
7 | 23 | 4 | [17 empty] | 0 | 0
7 | 23 | 5 | [17 empty] | 0 | 0
7 | 23 | 6 | [17 empty] | 0 | 0
7 | 23 | 7 | [17 empty] | 0 | 0
7 | 23 | 8 | [17 empty] | 0 | 0
7 | 23 | 9 | [17 empty] | 0 | 0
7 | 23 | 10 | [17 empty] | 0 | 0
7 | 23 | 11 | [17 empty] | 0 | 0
7 | 23 | 12 | [17 empty] | 0 | 0
7 | 23 | 13 | [17 empty] | 0 | 0
7 | 23 | 14 | [17 empty] | 0 | 0
7 | 23 | 15 | [17 empty] | 0 | 0
7 | 23 | 16 | [17 empty] | 0 | 0
7 | 23 | 17 | [17 empty] | 0 | 0
7 | 23 | 18 | [17 empty] | 0 | 0
7 | 23 | 19 | [17 empty] | 0 | 0
7 | 23 | 20 | [17 empty] | 0 | 0
7 | 23 | 21 | [17 empty] | 0 | 0
7 | 23 | 22 | [17 empty] | 0 | 0
7 | 23 | 23 | [17 empty] | 0 | 0
7 | 23 | 24 | [17 empty] | 0 | 0
7 | 24 | 1 | [17 empty] | 0 | 0
7 | 24 | 2 | [17 empty] | 0 | 0
7 | 24 | 3 | [17 empty] | 0 | 0
7 | 24 | 4 | [17 empty] | 0 | 0
7 | 24 | 5 | [17 empty] | 0 | 0
7 | 24 | 6 | [17 empty] | 0 | 0
7 | 24 | 7 | [17 empty] | 0 | 0
7 | 24 | 8 | [17 empty] | 0 | 0
7 | 24 | 9 | [17 empty] | 0 | 0
7 | 24 | 10 | [17 empty] | 0 | 0
7 | 24 | 11 | [17 empty] | 0 | 0
7 | 24 | 12 | [17 empty] | 0 | 0
7 | 24 | 13 | [17 empty] | 0 | 0
7 | 24 | 14 | [17 empty] | 0 | 0
7 | 24 | 15 | [17 empty] | 0 | 0
7 | 24 | 16 | [17 empty] | 0 | 0
7 | 24 | 17 | [17 empty] | 0 | 0
7 | 24 | 18 | [17 empty] | 0 | 0
7 | 24 | 19 | [17 empty] | 0 | 0
7 | 24 | 20 | [17 empty] | 0 | 0
7 | 24 | 21 | [17 empty] | 0 | 0
7 | 24 | 22 | [17 empty] | 0 | 0
7 | 24 | 23 | [17 empty] | 0 | 0
7 | 24 | 24 | [17 empty] | 0 | 0
7 | 25 | 1 | [17 empty] | 0 | 0
7 | 25 | 2 | [17 empty] | 0 | 0
7 | 25 | 3 | [17 empty] | 0 | 0
7 | 25 | 4 | [17 empty] | 0 | 0
7 | 25 | 5 | [17 empty] | 0 | 0
7 | 25 | 6 | [17 empty] | 0 | 0
7 | 25 | 7 | [17 empty] | 0 | 0
7 | 25 | 8 | [17 empty] | 0 | 0
7 | 25 | 9 | [17 empty] | 0 | 0
7 | 25 | 10 | [17 empty] | 0 | 0
7 | 25 | 11 | [17 empty] | 0 | 0
7 | 25 | 12 | [17 empty] | 0 | 0
7 | 25 | 13 | [17 empty] | 0 | 0
7 | 25 | 14 | [17 empty] | 0 | 0
7 | 25 | 15 | [17 empty] | 0 | 0
7 | 25 | 16 | [17 empty] | 0 | 0
7 | 25 | 17 | [17 empty] | 0 | 0
7 | 25 | 18 | [17 empty] | 0 | 0
7 | 25 | 19 | [17 empty] | 0 | 0
7 | 25 | 20 | [17 empty] | 0 | 0
7 | 25 | 21 | [17 empty] | 0 | 0
7 | 25 | 22 | [17 empty] | 0 | 0
7 | 25 | 23 | [17 empty] | 0 | 0
7 | 25 | 24 | [17 empty] | 0 | 0
7 | 26 | 1 | [17 empty] | 0 | 0
7 | 26 | 2 | [17 empty] | 0 | 0
7 | 26 | 3 | [17 empty] | 0 | 0
7 | 26 | 4 | [17 empty] | 0 | 0
7 | 26 | 5 | [17 empty] | 0 | 0
7 | 26 | 6 | [17 empty] | 0 | 0
7 | 26 | 7 | [17 empty] | 0 | 0
7 | 26 | 8 | [17 empty] | 0 | 0
7 | 26 | 9 | [17 empty] | 0 | 0
7 | 26 | 10 | [17 empty] | 0 | 0
7 | 26 | 11 | [17 empty] | 0 | 0
7 | 26 | 12 | [17 empty] | 0 | 0
7 | 26 | 13 | [17 empty] | 0 | 0
7 | 26 | 14 | [17 empty] | 0 | 0
7 | 26 | 15 | [17 empty] | 0 | 0
7 | 26 | 16 | [17 empty] | 0 | 0
7 | 26 | 17 | [17 empty] | 0 | 0
7 | 26 | 18 | [17 empty] | 0 | 0
7 | 26 | 19 | [17 empty] | 0 | 0
7 | 26 | 20 | [17 empty] | 0 | 0
7 | 26 | 21 | [17 empty] | 0 | 0
7 | 26 | 22 | [17 empty] | 0 | 0
7 | 26 | 23 | [17 empty] | 0 | 0
7 | 26 | 24 | [17 empty] | 0 | 0
7 | 27 | 1 | [17 empty] | 0 | 0
7 | 27 | 2 | [17 empty] | 0 | 0
7 | 27 | 3 | [17 empty] | 0 | 0
7 | 27 | 4 | [17 empty] | 0 | 0
7 | 27 | 5 | [17 empty] | 0 | 0
7 | 27 | 6 | [17 empty] | 0 | 0
7 | 27 | 7 | [17 empty] | 0 | 0
7 | 27 | 8 | [17 empty] | 0 | 0
7 | 27 | 9 | [17 empty] | 0 | 0
7 | 27 | 10 | [17 empty] | 0 | 0
7 | 27 | 11 | [17 empty] | 0 | 0
7 | 27 | 12 | [17 empty] | 0 | 0
7 | 27 | 13 | [17 empty] | 0 | 0
7 | 27 | 14 | [17 empty] | 0 | 0
7 | 27 | 15 | [17 empty] | 0 | 0
7 | 27 | 16 | [17 empty] | 0 | 0
7 | 27 | 17 | [17 empty] | 0 | 0
7 | 27 | 18 | [17 empty] | 0 | 0
7 | 27 | 19 | [17 empty] | 0 | 0
7 | 27 | 20 | [17 empty] | 0 | 0
7 | 27 | 21 | [17 empty] | 0 | 0
7 | 27 | 22 | [17 empty] | 0 | 0
7 | 27 | 23 | [17 empty] | 0 | 0
7 | 27 | 24 | [17 empty] | 0 | 0
7 | 28 | 1 | [17 empty] | 0 | 0
7 | 28 | 2 | [17 empty] | 0 | 0
7 | 28 | 3 | [17 empty] | 0 | 0
7 | 28 | 4 | [17 empty] | 0 | 0
7 | 28 | 5 | [17 empty] | 0 | 0
7 | 28 | 6 | [17 empty] | 0 | 0
7 | 28 | 7 | [17 empty] | 0 | 0
7 | 28 | 8 | [17 empty] | 0 | 0
7 | 28 | 9 | [17 empty] | 0 | 0
7 | 28 | 10 | [17 empty] | 0 | 0
7 | 28 | 11 | [17 empty] | 0 | 0
7 | 28 | 12 | [17 empty] | 0 | 0
7 | 28 | 13 | [17 empty] | 0 | 0
7 | 28 | 14 | [17 empty] | 0 | 0
7 | 28 | 15 | [17 empty] | 0 | 0
7 | 28 | 16 | [17 empty] | 0 | 0
7 | 28 | 17 | [17 empty] | 0 | 0
7 | 28 | 18 | [17 empty] | 0 | 0
7 | 28 | 19 | [17 empty] | 0 | 0
7 | 28 | 20 | [17 empty] | 0 | 0
7 | 28 | 21 | [17 empty] | 0 | 0
7 | 28 | 22 | [17 empty] | 0 | 0
7 | 28 | 23 | [17 empty] | 0 | 0
7 | 28 | 24 | [17 empty] | 0 | 0
7 | 29 | 1 | [17 empty] | 0 | 0
7 | 29 | 2 | [17 empty] | 0 | 0
7 | 29 | 3 | [17 empty] | 0 | 0
7 | 29 | 4 | [17 empty] | 0 | 0
7 | 29 | 5 | [17 empty] | 0 | 0
7 | 29 | 6 | [17 empty] | 0 | 0
7 | 29 | 7 | [17 empty] | 0 | 0
7 | 29 | 8 | [17 empty] | 0 | 0
7 | 29 | 9 | [17 empty] | 0 | 0
7 | 29 | 10 | [17 empty] | 0 | 0
7 | 29 | 11 | [17 empty] | 0 | 0
7 | 29 | 12 | [17 empty] | 0 | 0
7 | 29 | 13 | [17 empty] | 0 | 0
7 | 29 | 14 | [17 empty] | 0 | 0
7 | 29 | 15 | [17 empty] | 0 | 0
7 | 29 | 16 | [17 empty] | 0 | 0
7 | 29 | 17 | [17 empty] | 0 | 0
7 | 29 | 18 | [17 empty] | 0 | 0
7 | 29 | 19 | [17 empty] | 0 | 0
7 | 29 | 20 | [17 empty] | 0 | 0
7 | 29 | 21 | [17 empty] | 0 | 0
7 | 29 | 22 | [17 empty] | 0 | 0
7 | 29 | 23 | [17 empty] | 0 | 0
7 | 29 | 24 | [17 empty] | 0 | 0
7 | 30 | 1 | [17 empty] | 0 | 0
7 | 30 | 2 | [17 empty] | 0 | 0
7 | 30 | 3 | [17 empty] | 0 | 0
7 | 30 | 4 | [17 empty] | 0 | 0
7 | 30 | 5 | [17 empty] | 0 | 0
7 | 30 | 6 | [17 empty] | 0 | 0
7 | 30 | 7 | [17 empty] | 0 | 0
7 | 30 | 8 | [17 empty] | 0 | 0
7 | 30 | 9 | [17 empty] | 0 | 0
7 | 30 | 10 | [17 empty] | 0 | 0
7 | 30 | 11 | [17 empty] | 0 | 0
7 | 30 | 12 | [17 empty] | 0 | 0
7 | 30 | 13 | [17 empty] | 0 | 0
7 | 30 | 14 | [17 empty] | 0 | 0
7 | 30 | 15 | [17 empty] | 0 | 0
7 | 30 | 16 | [17 empty] | 0 | 0
7 | 30 | 17 | [17 empty] | 0 | 0
7 | 30 | 18 | [17 empty] | 0 | 0
7 | 30 | 19 | [17 empty] | 0 | 0
7 | 30 | 20 | [17 empty] | 0 | 0
7 | 30 | 21 | [17 empty] | 0 | 0
7 | 30 | 22 | [17 empty] | 0 | 0
7 | 30 | 23 | [17 empty] | 0 | 0
7 | 30 | 24 | [17 empty] | 0 | 0
7 | 31 | 1 | [17 empty] | 0 | 0
7 | 31 | 2 | [17 empty] | 0 | 0
7 | 31 | 3 | [17 empty] | 0 | 0
7 | 31 | 4 | [17 empty] | 0 | 0
7 | 31 | 5 | [17 empty] | 0 | 0
7 | 31 | 6 | [17 empty] | 0 | 0
7 | 31 | 7 | [17 empty] | 0 | 0
7 | 31 | 8 | [17 empty] | 0 | 0
7 | 31 | 9 | [17 empty] | 0 | 0
7 | 31 | 10 | [17 empty] | 0 | 0
7 | 31 | 11 | [17 empty] | 0 | 0
7 | 31 | 12 | [17 empty] | 0 | 0
7 | 31 | 13 | [17 empty] | 0 | 0
7 | 31 | 14 | [17 empty] | 0 | 0
7 | 31 | 15 | [17 empty] | 0 | 0
7 | 31 | 16 | [17 empty] | 0 | 0
7 | 31 | 17 | [17 empty] | 0 | 0
7 | 31 | 18 | [17 empty] | 0 | 0
7 | 31 | 19 | [17 empty] | 0 | 0
7 | 31 | 20 | [17 empty] | 0 | 0
7 | 31 | 21 | [17 empty] | 0 | 0
7 | 31 | 22 | [17 empty] | 0 | 0
7 | 31 | 23 | [17 empty] | 0 | 0
7 | 31 | 24 | [17 empty] | 0 | 0
8 | 1 | 1 | [17 empty] | 0 | 0
8 | 1 | 2 | [17 empty] | 0 | 0
8 | 1 | 3 | [17 empty] | 0 | 0
8 | 1 | 4 | [17 empty] | 0 | 0
8 | 1 | 5 | [17 empty] | 0 | 0
8 | 1 | 6 | [17 empty] | 0 | 0
8 | 1 | 7 | [17 empty] | 0 | 0
8 | 1 | 8 | [17 empty] | 0 | 0
8 | 1 | 9 | [17 empty] | 0 | 0
8 | 1 | 10 | [17 empty] | 0 | 0
8 | 1 | 11 | [17 empty] | 0 | 0
8 | 1 | 12 | [17 empty] | 0 | 0
8 | 1 | 13 | [17 empty] | 0 | 0
8 | 1 | 14 | [17 empty] | 0 | 0
8 | 1 | 15 | [17 empty] | 0 | 0
8 | 1 | 16 | [17 empty] | 0 | 0
8 | 1 | 17 | [17 empty] | 0 | 0
8 | 1 | 18 | [17 empty] | 0 | 0
8 | 1 | 19 | [17 empty] | 0 | 0
8 | 1 | 20 | [17 empty] | 0 | 0
8 | 1 | 21 | [17 empty] | 0 | 0
8 | 1 | 22 | [17 empty] | 0 | 0
8 | 1 | 23 | [17 empty] | 0 | 0
8 | 1 | 24 | [17 empty] | 0 | 0
8 | 2 | 1 | [17 empty] | 0 | 0
8 | 2 | 2 | [17 empty] | 0 | 0
8 | 2 | 3 | [17 empty] | 0 | 0
8 | 2 | 4 | [17 empty] | 0 | 0
8 | 2 | 5 | [17 empty] | 0 | 0
8 | 2 | 6 | [17 empty] | 0 | 0
8 | 2 | 7 | [17 empty] | 0 | 0
8 | 2 | 8 | [17 empty] | 0 | 0
8 | 2 | 9 | [17 empty] | 0 | 0
8 | 2 | 10 | [17 empty] | 0 | 0
8 | 2 | 11 | [17 empty] | 0 | 0
8 | 2 | 12 | [17 empty] | 0 | 0
8 | 2 | 13 | [17 empty] | 0 | 0
8 | 2 | 14 | [17 empty] | 0 | 0
8 | 2 | 15 | [17 empty] | 0 | 0
8 | 2 | 16 | [17 empty] | 0 | 0
8 | 2 | 17 | [17 empty] | 0 | 0
8 | 2 | 18 | [17 empty] | 0 | 0
8 | 2 | 19 | [17 empty] | 0 | 0
8 | 2 | 20 | [17 empty] | 0 | 0
8 | 2 | 21 | [17 empty] | 0 | 0
8 | 2 | 22 | [17 empty] | 0 | 0
8 | 2 | 23 | [17 empty] | 0 | 0
8 | 2 | 24 | [17 empty] | 0 | 0
8 | 3 | 1 | [17 empty] | 0 | 0
8 | 3 | 2 | [17 empty] | 0 | 0
8 | 3 | 3 | [17 empty] | 0 | 0
8 | 3 | 4 | [17 empty] | 0 | 0
8 | 3 | 5 | [17 empty] | 0 | 0
8 | 3 | 6 | [17 empty] | 0 | 0
8 | 3 | 7 | [17 empty] | 0 | 0
8 | 3 | 8 | [17 empty] | 0 | 0
8 | 3 | 9 | [17 empty] | 0 | 0
8 | 3 | 10 | [17 empty] | 0 | 0
8 | 3 | 11 | [17 empty] | 0 | 0
8 | 3 | 12 | [17 empty] | 0 | 0
8 | 3 | 13 | [17 empty] | 0 | 0
8 | 3 | 14 | [17 empty] | 0 | 0
8 | 3 | 15 | [17 empty] | 0 | 0
8 | 3 | 16 | [17 empty] | 0 | 0
8 | 3 | 17 | [17 empty] | 0 | 0
8 | 3 | 18 | [17 empty] | 0 | 0
8 | 3 | 19 | [17 empty] | 0 | 0
8 | 3 | 20 | [17 empty] | 0 | 0
8 | 3 | 21 | [17 empty] | 0 | 0
8 | 3 | 22 | [17 empty] | 0 | 0
8 | 3 | 23 | [17 empty] | 0 | 0
8 | 3 | 24 | [17 empty] | 0 | 0
8 | 4 | 1 | [17 empty] | 0 | 0
8 | 4 | 2 | [17 empty] | 0 | 0
8 | 4 | 3 | [17 empty] | 0 | 0
8 | 4 | 4 | [17 empty] | 0 | 0
8 | 4 | 5 | [17 empty] | 0 | 0
8 | 4 | 6 | [17 empty] | 0 | 0
8 | 4 | 7 | [17 empty] | 0 | 0
8 | 4 | 8 | [17 empty] | 0 | 0
8 | 4 | 9 | [17 empty] | 0 | 0
8 | 4 | 10 | [17 empty] | 0 | 0
8 | 4 | 11 | [17 empty] | 0 | 0
8 | 4 | 12 | [17 empty] | 0 | 0
8 | 4 | 13 | [17 empty] | 0 | 0
8 | 4 | 14 | [17 empty] | 0 | 0
8 | 4 | 15 | [17 empty] | 0 | 0
8 | 4 | 16 | [17 empty] | 0 | 0
8 | 4 | 17 | [17 empty] | 0 | 0
8 | 4 | 18 | [17 empty] | 0 | 0
8 | 4 | 19 | [17 empty] | 0 | 0
8 | 4 | 20 | [17 empty] | 0 | 0
8 | 4 | 21 | [17 empty] | 0 | 0
8 | 4 | 22 | [17 empty] | 0 | 0
8 | 4 | 23 | [17 empty] | 0 | 0
8 | 4 | 24 | [17 empty] | 0 | 0
8 | 5 | 1 | [17 empty] | 0 | 0
8 | 5 | 2 | [17 empty] | 0 | 0
8 | 5 | 3 | [17 empty] | 0 | 0
8 | 5 | 4 | [17 empty] | 0 | 0
8 | 5 | 5 | [17 empty] | 0 | 0
8 | 5 | 6 | [17 empty] | 0 | 0
8 | 5 | 7 | [17 empty] | 0 | 0
8 | 5 | 8 | [17 empty] | 0 | 0
8 | 5 | 9 | [17 empty] | 0 | 0
8 | 5 | 10 | [17 empty] | 0 | 0
8 | 5 | 11 | [17 empty] | 0 | 0
8 | 5 | 12 | [17 empty] | 0 | 0
8 | 5 | 13 | [17 empty] | 0 | 0
8 | 5 | 14 | [17 empty] | 0 | 0
8 | 5 | 15 | [17 empty] | 0 | 0
8 | 5 | 16 | [17 empty] | 0 | 0
8 | 5 | 17 | [17 empty] | 0 | 0
8 | 5 | 18 | [17 empty] | 0 | 0
8 | 5 | 19 | [17 empty] | 0 | 0
8 | 5 | 20 | [17 empty] | 0 | 0
8 | 5 | 21 | [17 empty] | 0 | 0
8 | 5 | 22 | [17 empty] | 0 | 0
8 | 5 | 23 | [17 empty] | 0 | 0
8 | 5 | 24 | [17 empty] | 0 | 0
8 | 6 | 1 | [17 empty] | 0 | 0
8 | 6 | 2 | [17 empty] | 0 | 0
8 | 6 | 3 | [17 empty] | 0 | 0
8 | 6 | 4 | [17 empty] | 0 | 0
8 | 6 | 5 | [17 empty] | 0 | 0
8 | 6 | 6 | [17 empty] | 0 | 0
8 | 6 | 7 | [17 empty] | 0 | 0
8 | 6 | 8 | [17 empty] | 0 | 0
8 | 6 | 9 | [17 empty] | 0 | 0
8 | 6 | 10 | [17 empty] | 0 | 0
8 | 6 | 11 | [17 empty] | 0 | 0
8 | 6 | 12 | [17 empty] | 0 | 0
8 | 6 | 13 | [17 empty] | 0 | 0
8 | 6 | 14 | [17 empty] | 0 | 0
8 | 6 | 15 | [17 empty] | 0 | 0
8 | 6 | 16 | [17 empty] | 0 | 0
8 | 6 | 17 | [17 empty] | 0 | 0
8 | 6 | 18 | [17 empty] | 0 | 0
8 | 6 | 19 | [17 empty] | 0 | 0
8 | 6 | 20 | [17 empty] | 0 | 0
8 | 6 | 21 | [17 empty] | 0 | 0
8 | 6 | 22 | [17 empty] | 0 | 0
8 | 6 | 23 | [17 empty] | 0 | 0
8 | 6 | 24 | [17 empty] | 0 | 0
8 | 7 | 1 | [17 empty] | 0 | 0
8 | 7 | 2 | [17 empty] | 0 | 0
8 | 7 | 3 | [17 empty] | 0 | 0
8 | 7 | 4 | [17 empty] | 0 | 0
8 | 7 | 5 | [17 empty] | 0 | 0
8 | 7 | 6 | [17 empty] | 0 | 0
8 | 7 | 7 | [17 empty] | 0 | 0
8 | 7 | 8 | [17 empty] | 0 | 0
8 | 7 | 9 | [17 empty] | 0 | 0
8 | 7 | 10 | [17 empty] | 0 | 0
8 | 7 | 11 | [17 empty] | 0 | 0
8 | 7 | 12 | [17 empty] | 0 | 0
8 | 7 | 13 | [17 empty] | 0 | 0
8 | 7 | 14 | [17 empty] | 0 | 0
8 | 7 | 15 | [17 empty] | 0 | 0
8 | 7 | 16 | [17 empty] | 0 | 0
8 | 7 | 17 | [17 empty] | 0 | 0
8 | 7 | 18 | [17 empty] | 0 | 0
8 | 7 | 19 | [17 empty] | 0 | 0
8 | 7 | 20 | [17 empty] | 0 | 0
8 | 7 | 21 | [17 empty] | 0 | 0
8 | 7 | 22 | [17 empty] | 0 | 0
8 | 7 | 23 | [17 empty] | 0 | 0
8 | 7 | 24 | [17 empty] | 0 | 0
8 | 8 | 1 | [17 empty] | 0 | 0
8 | 8 | 2 | [17 empty] | 0 | 0
8 | 8 | 3 | [17 empty] | 0 | 0
8 | 8 | 4 | [17 empty] | 0 | 0
8 | 8 | 5 | [17 empty] | 0 | 0
8 | 8 | 6 | [17 empty] | 0 | 0
8 | 8 | 7 | [17 empty] | 0 | 0
8 | 8 | 8 | [17 empty] | 0 | 0
8 | 8 | 9 | [17 empty] | 0 | 0
8 | 8 | 10 | [17 empty] | 0 | 0
8 | 8 | 11 | [17 empty] | 0 | 0
8 | 8 | 12 | [17 empty] | 0 | 0
8 | 8 | 13 | [17 empty] | 0 | 0
8 | 8 | 14 | [17 empty] | 0 | 0
8 | 8 | 15 | [17 empty] | 0 | 0
8 | 8 | 16 | [17 empty] | 0 | 0
8 | 8 | 17 | [17 empty] | 0 | 0
8 | 8 | 18 | [17 empty] | 0 | 0
8 | 8 | 19 | [17 empty] | 0 | 0
8 | 8 | 20 | [17 empty] | 0 | 0
8 | 8 | 21 | [17 empty] | 0 | 0
8 | 8 | 22 | [17 empty] | 0 | 0
8 | 8 | 23 | [17 empty] | 0 | 0
8 | 8 | 24 | [17 empty] | 0 | 0
8 | 9 | 1 | [17 empty] | 0 | 0
8 | 9 | 2 | [17 empty] | 0 | 0
8 | 9 | 3 | [17 empty] | 0 | 0
8 | 9 | 4 | [17 empty] | 0 | 0
8 | 9 | 5 | [17 empty] | 0 | 0
8 | 9 | 6 | [17 empty] | 0 | 0
8 | 9 | 7 | [17 empty] | 0 | 0
8 | 9 | 8 | [17 empty] | 0 | 0
8 | 9 | 9 | [17 empty] | 0 | 0
8 | 9 | 10 | [17 empty] | 0 | 0
8 | 9 | 11 | [17 empty] | 0 | 0
8 | 9 | 12 | [17 empty] | 0 | 0
8 | 9 | 13 | [17 empty] | 0 | 0
8 | 9 | 14 | [17 empty] | 0 | 0
8 | 9 | 15 | [17 empty] | 0 | 0
8 | 9 | 16 | [17 empty] | 0 | 0
8 | 9 | 17 | [17 empty] | 0 | 0
8 | 9 | 18 | [17 empty] | 0 | 0
8 | 9 | 19 | [17 empty] | 0 | 0
8 | 9 | 20 | [17 empty] | 0 | 0
8 | 9 | 21 | [17 empty] | 0 | 0
8 | 9 | 22 | [17 empty] | 0 | 0
8 | 9 | 23 | [17 empty] | 0 | 0
8 | 9 | 24 | [17 empty] | 0 | 0
8 | 10 | 1 | [17 empty] | 0 | 0
8 | 10 | 2 | [17 empty] | 0 | 0
8 | 10 | 3 | [17 empty] | 0 | 0
8 | 10 | 4 | [17 empty] | 0 | 0
8 | 10 | 5 | [17 empty] | 0 | 0
8 | 10 | 6 | [17 empty] | 0 | 0
8 | 10 | 7 | [17 empty] | 0 | 0
8 | 10 | 8 | [17 empty] | 0 | 0
8 | 10 | 9 | [17 empty] | 0 | 0
8 | 10 | 10 | [17 empty] | 0 | 0
8 | 10 | 11 | [17 empty] | 0 | 0
8 | 10 | 12 | [17 empty] | 0 | 0
8 | 10 | 13 | [17 empty] | 0 | 0
8 | 10 | 14 | [17 empty] | 0 | 0
8 | 10 | 15 | [17 empty] | 0 | 0
8 | 10 | 16 | [17 empty] | 0 | 0
8 | 10 | 17 | [17 empty] | 0 | 0
8 | 10 | 18 | [17 empty] | 0 | 0
8 | 10 | 19 | [17 empty] | 0 | 0
8 | 10 | 20 | [17 empty] | 0 | 0
8 | 10 | 21 | [17 empty] | 0 | 0
8 | 10 | 22 | [17 empty] | 0 | 0
8 | 10 | 23 | [17 empty] | 0 | 0
8 | 10 | 24 | [17 empty] | 0 | 0
8 | 11 | 1 | [17 empty] | 0 | 0
8 | 11 | 2 | [17 empty] | 0 | 0
8 | 11 | 3 | [17 empty] | 0 | 0
8 | 11 | 4 | [17 empty] | 0 | 0
8 | 11 | 5 | [17 empty] | 0 | 0
8 | 11 | 6 | [17 empty] | 0 | 0
8 | 11 | 7 | [17 empty] | 0 | 0
8 | 11 | 8 | [17 empty] | 0 | 0
8 | 11 | 9 | [17 empty] | 0 | 0
8 | 11 | 10 | [17 empty] | 0 | 0
8 | 11 | 11 | [17 empty] | 0 | 0
8 | 11 | 12 | [17 empty] | 0 | 0
8 | 11 | 13 | [17 empty] | 0 | 0
8 | 11 | 14 | [17 empty] | 0 | 0
8 | 11 | 15 | [17 empty] | 0 | 0
8 | 11 | 16 | [17 empty] | 0 | 0
8 | 11 | 17 | [17 empty] | 0 | 0
8 | 11 | 18 | [17 empty] | 0 | 0
8 | 11 | 19 | [17 empty] | 0 | 0
8 | 11 | 20 | [17 empty] | 0 | 0
8 | 11 | 21 | [17 empty] | 0 | 0
8 | 11 | 22 | [17 empty] | 0 | 0
8 | 11 | 23 | [17 empty] | 0 | 0
8 | 11 | 24 | [17 empty] | 0 | 0
8 | 12 | 1 | [17 empty] | 0 | 0
8 | 12 | 2 | [17 empty] | 0 | 0
8 | 12 | 3 | [17 empty] | 0 | 0
8 | 12 | 4 | [17 empty] | 0 | 0
8 | 12 | 5 | [17 empty] | 0 | 0
8 | 12 | 6 | [17 empty] | 0 | 0
8 | 12 | 7 | [17 empty] | 0 | 0
8 | 12 | 8 | [17 empty] | 0 | 0
8 | 12 | 9 | [17 empty] | 0 | 0
8 | 12 | 10 | [17 empty] | 0 | 0
8 | 12 | 11 | [17 empty] | 0 | 0
8 | 12 | 12 | [17 empty] | 0 | 0
8 | 12 | 13 | [17 empty] | 0 | 0
8 | 12 | 14 | [17 empty] | 0 | 0
8 | 12 | 15 | [17 empty] | 0 | 0
8 | 12 | 16 | [17 empty] | 0 | 0
8 | 12 | 17 | [17 empty] | 0 | 0
8 | 12 | 18 | [17 empty] | 0 | 0
8 | 12 | 19 | [17 empty] | 0 | 0
8 | 12 | 20 | [17 empty] | 0 | 0
8 | 12 | 21 | [17 empty] | 0 | 0
8 | 12 | 22 | [17 empty] | 0 | 0
8 | 12 | 23 | [17 empty] | 0 | 0
8 | 12 | 24 | [17 empty] | 0 | 0
8 | 13 | 1 | [17 empty] | 0 | 0
8 | 13 | 2 | [17 empty] | 0 | 0
8 | 13 | 3 | [17 empty] | 0 | 0
8 | 13 | 4 | [17 empty] | 0 | 0
8 | 13 | 5 | [17 empty] | 0 | 0
8 | 13 | 6 | [17 empty] | 0 | 0
8 | 13 | 7 | [17 empty] | 0 | 0
8 | 13 | 8 | [17 empty] | 0 | 0
8 | 13 | 9 | [17 empty] | 0 | 0
8 | 13 | 10 | [17 empty] | 0 | 0
8 | 13 | 11 | [17 empty] | 0 | 0
8 | 13 | 12 | [17 empty] | 0 | 0
8 | 13 | 13 | [17 empty] | 0 | 0
8 | 13 | 14 | [17 empty] | 0 | 0
8 | 13 | 15 | [17 empty] | 0 | 0
8 | 13 | 16 | [17 empty] | 0 | 0
8 | 13 | 17 | [17 empty] | 0 | 0
8 | 13 | 18 | [17 empty] | 0 | 0
8 | 13 | 19 | [17 empty] | 0 | 0
8 | 13 | 20 | [17 empty] | 0 | 0
8 | 13 | 21 | [17 empty] | 0 | 0
8 | 13 | 22 | [17 empty] | 0 | 0
8 | 13 | 23 | [17 empty] | 0 | 0
8 | 13 | 24 | [17 empty] | 0 | 0
8 | 14 | 1 | [17 empty] | 0 | 0
8 | 14 | 2 | [17 empty] | 0 | 0
8 | 14 | 3 | [17 empty] | 0 | 0
8 | 14 | 4 | [17 empty] | 0 | 0
8 | 14 | 5 | [17 empty] | 0 | 0
8 | 14 | 6 | [17 empty] | 0 | 0
8 | 14 | 7 | [17 empty] | 0 | 0
8 | 14 | 8 | [17 empty] | 0 | 0
8 | 14 | 9 | [17 empty] | 0 | 0
8 | 14 | 10 | [17 empty] | 0 | 0
8 | 14 | 11 | [17 empty] | 0 | 0
8 | 14 | 12 | [17 empty] | 0 | 0
8 | 14 | 13 | [17 empty] | 0 | 0
8 | 14 | 14 | [17 empty] | 0 | 0
8 | 14 | 15 | [17 empty] | 0 | 0
8 | 14 | 16 | [17 empty] | 0 | 0
8 | 14 | 17 | [17 empty] | 0 | 0
8 | 14 | 18 | [17 empty] | 0 | 0
8 | 14 | 19 | [17 empty] | 0 | 0
8 | 14 | 20 | [17 empty] | 0 | 0
8 | 14 | 21 | [17 empty] | 0 | 0
8 | 14 | 22 | [17 empty] | 0 | 0
8 | 14 | 23 | [17 empty] | 0 | 0
8 | 14 | 24 | [17 empty] | 0 | 0
8 | 15 | 1 | [17 empty] | 0 | 0
8 | 15 | 2 | [17 empty] | 0 | 0
8 | 15 | 3 | [17 empty] | 0 | 0
8 | 15 | 4 | [17 empty] | 0 | 0
8 | 15 | 5 | [17 empty] | 0 | 0
8 | 15 | 6 | [17 empty] | 0 | 0
8 | 15 | 7 | [17 empty] | 0 | 0
8 | 15 | 8 | [17 empty] | 0 | 0
8 | 15 | 9 | [17 empty] | 0 | 0
8 | 15 | 10 | [17 empty] | 0 | 0
8 | 15 | 11 | [17 empty] | 0 | 0
8 | 15 | 12 | [17 empty] | 0 | 0
8 | 15 | 13 | [17 empty] | 0 | 0
8 | 15 | 14 | [17 empty] | 0 | 0
8 | 15 | 15 | [17 empty] | 0 | 0
8 | 15 | 16 | [17 empty] | 0 | 0
8 | 15 | 17 | [17 empty] | 0 | 0
8 | 15 | 18 | [17 empty] | 0 | 0
8 | 15 | 19 | [17 empty] | 0 | 0
8 | 15 | 20 | [17 empty] | 0 | 0
8 | 15 | 21 | [17 empty] | 0 | 0
8 | 15 | 22 | [17 empty] | 0 | 0
8 | 15 | 23 | [17 empty] | 0 | 0
8 | 15 | 24 | [17 empty] | 0 | 0
8 | 16 | 1 | [17 empty] | 0 | 0
8 | 16 | 2 | [17 empty] | 0 | 0
8 | 16 | 3 | [17 empty] | 0 | 0
8 | 16 | 4 | [17 empty] | 0 | 0
8 | 16 | 5 | [17 empty] | 0 | 0
8 | 16 | 6 | [17 empty] | 0 | 0
8 | 16 | 7 | [17 empty] | 0 | 0
8 | 16 | 8 | [17 empty] | 0 | 0
8 | 16 | 9 | [17 empty] | 0 | 0
8 | 16 | 10 | [17 empty] | 0 | 0
8 | 16 | 11 | [17 empty] | 0 | 0
8 | 16 | 12 | [17 empty] | 0 | 0
8 | 16 | 13 | [17 empty] | 0 | 0
8 | 16 | 14 | [17 empty] | 0 | 0
8 | 16 | 15 | [17 empty] | 0 | 0
8 | 16 | 16 | [17 empty] | 0 | 0
8 | 16 | 17 | [17 empty] | 0 | 0
8 | 16 | 18 | [17 empty] | 0 | 0
8 | 16 | 19 | [17 empty] | 0 | 0
8 | 16 | 20 | [17 empty] | 0 | 0
8 | 16 | 21 | [17 empty] | 0 | 0
8 | 16 | 22 | [17 empty] | 0 | 0
8 | 16 | 23 | [17 empty] | 0 | 0
8 | 16 | 24 | [17 empty] | 0 | 0
8 | 17 | 1 | [17 empty] | 0 | 0
8 | 17 | 2 | [17 empty] | 0 | 0
8 | 17 | 3 | [17 empty] | 0 | 0
8 | 17 | 4 | [17 empty] | 0 | 0
8 | 17 | 5 | [17 empty] | 0 | 0
8 | 17 | 6 | [17 empty] | 0 | 0
8 | 17 | 7 | [17 empty] | 0 | 0
8 | 17 | 8 | [17 empty] | 0 | 0
8 | 17 | 9 | [17 empty] | 0 | 0
8 | 17 | 10 | [17 empty] | 0 | 0
8 | 17 | 11 | [17 empty] | 0 | 0
8 | 17 | 12 | [17 empty] | 0 | 0
8 | 17 | 13 | [17 empty] | 0 | 0
8 | 17 | 14 | [17 empty] | 0 | 0
8 | 17 | 15 | [17 empty] | 0 | 0
8 | 17 | 16 | [17 empty] | 0 | 0
8 | 17 | 17 | [17 empty] | 0 | 0
8 | 17 | 18 | [17 empty] | 0 | 0
8 | 17 | 19 | [17 empty] | 0 | 0
8 | 17 | 20 | [17 empty] | 0 | 0
8 | 17 | 21 | [17 empty] | 0 | 0
8 | 17 | 22 | [17 empty] | 0 | 0
8 | 17 | 23 | [17 empty] | 0 | 0
8 | 17 | 24 | [17 empty] | 0 | 0
8 | 18 | 1 | [17 empty] | 0 | 0
8 | 18 | 2 | [17 empty] | 0 | 0
8 | 18 | 3 | [17 empty] | 0 | 0
8 | 18 | 4 | [17 empty] | 0 | 0
8 | 18 | 5 | [17 empty] | 0 | 0
8 | 18 | 6 | [17 empty] | 0 | 0
8 | 18 | 7 | [17 empty] | 0 | 0
8 | 18 | 8 | [17 empty] | 0 | 0
8 | 18 | 9 | [17 empty] | 0 | 0
8 | 18 | 10 | [17 empty] | 0 | 0
8 | 18 | 11 | [17 empty] | 0 | 0
8 | 18 | 12 | [17 empty] | 0 | 0
8 | 18 | 13 | [17 empty] | 0 | 0
8 | 18 | 14 | [17 empty] | 0 | 0
8 | 18 | 15 | [17 empty] | 0 | 0
8 | 18 | 16 | [17 empty] | 0 | 0
8 | 18 | 17 | [17 empty] | 0 | 0
8 | 18 | 18 | [17 empty] | 0 | 0
8 | 18 | 19 | [17 empty] | 0 | 0
8 | 18 | 20 | [17 empty] | 0 | 0
8 | 18 | 21 | [17 empty] | 0 | 0
8 | 18 | 22 | [17 empty] | 0 | 0
8 | 18 | 23 | [17 empty] | 0 | 0
8 | 18 | 24 | [17 empty] | 0 | 0
8 | 19 | 1 | [17 empty] | 0 | 0
8 | 19 | 2 | [17 empty] | 0 | 0
8 | 19 | 3 | [17 empty] | 0 | 0
8 | 19 | 4 | [17 empty] | 0 | 0
8 | 19 | 5 | [17 empty] | 0 | 0
8 | 19 | 6 | [17 empty] | 0 | 0
8 | 19 | 7 | [17 empty] | 0 | 0
8 | 19 | 8 | [17 empty] | 0 | 0
8 | 19 | 9 | [17 empty] | 0 | 0
8 | 19 | 10 | [17 empty] | 0 | 0
8 | 19 | 11 | [17 empty] | 0 | 0
8 | 19 | 12 | [17 empty] | 0 | 0
8 | 19 | 13 | [17 empty] | 0 | 0
8 | 19 | 14 | [17 empty] | 0 | 0
8 | 19 | 15 | [17 empty] | 0 | 0
8 | 19 | 16 | [17 empty] | 0 | 0
8 | 19 | 17 | [17 empty] | 0 | 0
8 | 19 | 18 | [17 empty] | 0 | 0
8 | 19 | 19 | [17 empty] | 0 | 0
8 | 19 | 20 | [17 empty] | 0 | 0
8 | 19 | 21 | [17 empty] | 0 | 0
8 | 19 | 22 | [17 empty] | 0 | 0
8 | 19 | 23 | [17 empty] | 0 | 0
8 | 19 | 24 | [17 empty] | 0 | 0
8 | 20 | 1 | [17 empty] | 0 | 0
8 | 20 | 2 | [17 empty] | 0 | 0
8 | 20 | 3 | [17 empty] | 0 | 0
8 | 20 | 4 | [17 empty] | 0 | 0
8 | 20 | 5 | [17 empty] | 0 | 0
8 | 20 | 6 | [17 empty] | 0 | 0
8 | 20 | 7 | [17 empty] | 0 | 0
8 | 20 | 8 | [17 empty] | 0 | 0
8 | 20 | 9 | [17 empty] | 0 | 0
8 | 20 | 10 | [17 empty] | 0 | 0
8 | 20 | 11 | [17 empty] | 0 | 0
8 | 20 | 12 | [17 empty] | 0 | 0
8 | 20 | 13 | [17 empty] | 0 | 0
8 | 20 | 14 | [17 empty] | 0 | 0
8 | 20 | 15 | [17 empty] | 0 | 0
8 | 20 | 16 | [17 empty] | 0 | 0
8 | 20 | 17 | [17 empty] | 0 | 0
8 | 20 | 18 | [17 empty] | 0 | 0
8 | 20 | 19 | [17 empty] | 0 | 0
8 | 20 | 20 | [17 empty] | 0 | 0
8 | 20 | 21 | [17 empty] | 0 | 0
8 | 20 | 22 | [17 empty] | 0 | 0
8 | 20 | 23 | [17 empty] | 0 | 0
8 | 20 | 24 | [17 empty] | 0 | 0
8 | 21 | 1 | [17 empty] | 0 | 0
8 | 21 | 2 | [17 empty] | 0 | 0
8 | 21 | 3 | [17 empty] | 0 | 0
8 | 21 | 4 | [17 empty] | 0 | 0
8 | 21 | 5 | [17 empty] | 0 | 0
8 | 21 | 6 | [17 empty] | 0 | 0
8 | 21 | 7 | [17 empty] | 0 | 0
8 | 21 | 8 | [17 empty] | 0 | 0
8 | 21 | 9 | [17 empty] | 0 | 0
8 | 21 | 10 | [17 empty] | 0 | 0
8 | 21 | 11 | [17 empty] | 0 | 0
8 | 21 | 12 | [17 empty] | 0 | 0
8 | 21 | 13 | [17 empty] | 0 | 0
8 | 21 | 14 | [17 empty] | 0 | 0
8 | 21 | 15 | [17 empty] | 0 | 0
8 | 21 | 16 | [17 empty] | 0 | 0
8 | 21 | 17 | [17 empty] | 0 | 0
8 | 21 | 18 | [17 empty] | 0 | 0
8 | 21 | 19 | [17 empty] | 0 | 0
8 | 21 | 20 | [17 empty] | 0 | 0
8 | 21 | 21 | [17 empty] | 0 | 0
8 | 21 | 22 | [17 empty] | 0 | 0
8 | 21 | 23 | [17 empty] | 0 | 0
8 | 21 | 24 | [17 empty] | 0 | 0
8 | 22 | 1 | [17 empty] | 0 | 0
8 | 22 | 2 | [17 empty] | 0 | 0
8 | 22 | 3 | [17 empty] | 0 | 0
8 | 22 | 4 | [17 empty] | 0 | 0
8 | 22 | 5 | [17 empty] | 0 | 0
8 | 22 | 6 | [17 empty] | 0 | 0
8 | 22 | 7 | [17 empty] | 0 | 0
8 | 22 | 8 | [17 empty] | 0 | 0
8 | 22 | 9 | [17 empty] | 0 | 0
8 | 22 | 10 | [17 empty] | 0 | 0
8 | 22 | 11 | [17 empty] | 0 | 0
8 | 22 | 12 | [17 empty] | 0 | 0
8 | 22 | 13 | [17 empty] | 0 | 0
8 | 22 | 14 | [17 empty] | 0 | 0
8 | 22 | 15 | [17 empty] | 0 | 0
8 | 22 | 16 | [17 empty] | 0 | 0
8 | 22 | 17 | [17 empty] | 0 | 0
8 | 22 | 18 | [17 empty] | 0 | 0
8 | 22 | 19 | [17 empty] | 0 | 0
8 | 22 | 20 | [17 empty] | 0 | 0
8 | 22 | 21 | [17 empty] | 0 | 0
8 | 22 | 22 | [17 empty] | 0 | 0
8 | 22 | 23 | [17 empty] | 0 | 0
8 | 22 | 24 | [17 empty] | 0 | 0
8 | 23 | 1 | [17 empty] | 0 | 0
8 | 23 | 2 | [17 empty] | 0 | 0
8 | 23 | 3 | [17 empty] | 0 | 0
8 | 23 | 4 | [17 empty] | 0 | 0
8 | 23 | 5 | [17 empty] | 0 | 0
8 | 23 | 6 | [17 empty] | 0 | 0
8 | 23 | 7 | [17 empty] | 0 | 0
8 | 23 | 8 | [17 empty] | 0 | 0
8 | 23 | 9 | [17 empty] | 0 | 0
8 | 23 | 10 | [17 empty] | 0 | 0
8 | 23 | 11 | [17 empty] | 0 | 0
8 | 23 | 12 | [17 empty] | 0 | 0
8 | 23 | 13 | [17 empty] | 0 | 0
8 | 23 | 14 | [17 empty] | 0 | 0
8 | 23 | 15 | [17 empty] | 0 | 0
8 | 23 | 16 | [17 empty] | 0 | 0
8 | 23 | 17 | [17 empty] | 0 | 0
8 | 23 | 18 | [17 empty] | 0 | 0
8 | 23 | 19 | [17 empty] | 0 | 0
8 | 23 | 20 | [17 empty] | 0 | 0
8 | 23 | 21 | [17 empty] | 0 | 0
8 | 23 | 22 | [17 empty] | 0 | 0
8 | 23 | 23 | [17 empty] | 0 | 0
8 | 23 | 24 | [17 empty] | 0 | 0
8 | 24 | 1 | [17 empty] | 0 | 0
8 | 24 | 2 | [17 empty] | 0 | 0
8 | 24 | 3 | [17 empty] | 0 | 0
8 | 24 | 4 | [17 empty] | 0 | 0
8 | 24 | 5 | [17 empty] | 0 | 0
8 | 24 | 6 | [17 empty] | 0 | 0
8 | 24 | 7 | [17 empty] | 0 | 0
8 | 24 | 8 | [17 empty] | 0 | 0
8 | 24 | 9 | [17 empty] | 0 | 0
8 | 24 | 10 | [17 empty] | 0 | 0
8 | 24 | 11 | [17 empty] | 0 | 0
8 | 24 | 12 | [17 empty] | 0 | 0
8 | 24 | 13 | [17 empty] | 0 | 0
8 | 24 | 14 | [17 empty] | 0 | 0
8 | 24 | 15 | [17 empty] | 0 | 0
8 | 24 | 16 | [17 empty] | 0 | 0
8 | 24 | 17 | [17 empty] | 0 | 0
8 | 24 | 18 | [17 empty] | 0 | 0
8 | 24 | 19 | [17 empty] | 0 | 0
8 | 24 | 20 | [17 empty] | 0 | 0
8 | 24 | 21 | [17 empty] | 0 | 0
8 | 24 | 22 | [17 empty] | 0 | 0
8 | 24 | 23 | [17 empty] | 0 | 0
8 | 24 | 24 | [17 empty] | 0 | 0
8 | 25 | 1 | [17 empty] | 0 | 0
8 | 25 | 2 | [17 empty] | 0 | 0
8 | 25 | 3 | [17 empty] | 0 | 0
8 | 25 | 4 | [17 empty] | 0 | 0
8 | 25 | 5 | [17 empty] | 0 | 0
8 | 25 | 6 | [17 empty] | 0 | 0
8 | 25 | 7 | [17 empty] | 0 | 0
8 | 25 | 8 | [17 empty] | 0 | 0
8 | 25 | 9 | [17 empty] | 0 | 0
8 | 25 | 10 | [17 empty] | 0 | 0
8 | 25 | 11 | [17 empty] | 0 | 0
8 | 25 | 12 | [17 empty] | 0 | 0
8 | 25 | 13 | [17 empty] | 0 | 0
8 | 25 | 14 | [17 empty] | 0 | 0
8 | 25 | 15 | [17 empty] | 0 | 0
8 | 25 | 16 | [17 empty] | 0 | 0
8 | 25 | 17 | [17 empty] | 0 | 0
8 | 25 | 18 | [17 empty] | 0 | 0
8 | 25 | 19 | [17 empty] | 0 | 0
8 | 25 | 20 | [17 empty] | 0 | 0
8 | 25 | 21 | [17 empty] | 0 | 0
8 | 25 | 22 | [17 empty] | 0 | 0
8 | 25 | 23 | [17 empty] | 0 | 0
8 | 25 | 24 | [17 empty] | 0 | 0
8 | 26 | 1 | [17 empty] | 0 | 0
8 | 26 | 2 | [17 empty] | 0 | 0
8 | 26 | 3 | [17 empty] | 0 | 0
8 | 26 | 4 | [17 empty] | 0 | 0
8 | 26 | 5 | [17 empty] | 0 | 0
8 | 26 | 6 | [17 empty] | 0 | 0
8 | 26 | 7 | [17 empty] | 0 | 0
8 | 26 | 8 | [17 empty] | 0 | 0
8 | 26 | 9 | [17 empty] | 0 | 0
8 | 26 | 10 | [17 empty] | 0 | 0
8 | 26 | 11 | [17 empty] | 0 | 0
8 | 26 | 12 | [17 empty] | 0 | 0
8 | 26 | 13 | [17 empty] | 0 | 0
8 | 26 | 14 | [17 empty] | 0 | 0
8 | 26 | 15 | [17 empty] | 0 | 0
8 | 26 | 16 | [17 empty] | 0 | 0
8 | 26 | 17 | [17 empty] | 0 | 0
8 | 26 | 18 | [17 empty] | 0 | 0
8 | 26 | 19 | [17 empty] | 0 | 0
8 | 26 | 20 | [17 empty] | 0 | 0
8 | 26 | 21 | [17 empty] | 0 | 0
8 | 26 | 22 | [17 empty] | 0 | 0
8 | 26 | 23 | [17 empty] | 0 | 0
8 | 26 | 24 | [17 empty] | 0 | 0
8 | 27 | 1 | [17 empty] | 0 | 0
8 | 27 | 2 | [17 empty] | 0 | 0
8 | 27 | 3 | [17 empty] | 0 | 0
8 | 27 | 4 | [17 empty] | 0 | 0
8 | 27 | 5 | [17 empty] | 0 | 0
8 | 27 | 6 | [17 empty] | 0 | 0
8 | 27 | 7 | [17 empty] | 0 | 0
8 | 27 | 8 | [17 empty] | 0 | 0
8 | 27 | 9 | [17 empty] | 0 | 0
8 | 27 | 10 | [17 empty] | 0 | 0
8 | 27 | 11 | [17 empty] | 0 | 0
8 | 27 | 12 | [17 empty] | 0 | 0
8 | 27 | 13 | [17 empty] | 0 | 0
8 | 27 | 14 | [17 empty] | 0 | 0
8 | 27 | 15 | [17 empty] | 0 | 0
8 | 27 | 16 | [17 empty] | 0 | 0
8 | 27 | 17 | [17 empty] | 0 | 0
8 | 27 | 18 | [17 empty] | 0 | 0
8 | 27 | 19 | [17 empty] | 0 | 0
8 | 27 | 20 | [17 empty] | 0 | 0
8 | 27 | 21 | [17 empty] | 0 | 0
8 | 27 | 22 | [17 empty] | 0 | 0
8 | 27 | 23 | [17 empty] | 0 | 0
8 | 27 | 24 | [17 empty] | 0 | 0
8 | 28 | 1 | [17 empty] | 0 | 0
8 | 28 | 2 | [17 empty] | 0 | 0
8 | 28 | 3 | [17 empty] | 0 | 0
8 | 28 | 4 | [17 empty] | 0 | 0
8 | 28 | 5 | [17 empty] | 0 | 0
8 | 28 | 6 | [17 empty] | 0 | 0
8 | 28 | 7 | [17 empty] | 0 | 0
8 | 28 | 8 | [17 empty] | 0 | 0
8 | 28 | 9 | [17 empty] | 0 | 0
8 | 28 | 10 | [17 empty] | 0 | 0
8 | 28 | 11 | [17 empty] | 0 | 0
8 | 28 | 12 | [17 empty] | 0 | 0
8 | 28 | 13 | [17 empty] | 0 | 0
8 | 28 | 14 | [17 empty] | 0 | 0
8 | 28 | 15 | [17 empty] | 0 | 0
8 | 28 | 16 | [17 empty] | 0 | 0
8 | 28 | 17 | [17 empty] | 0 | 0
8 | 28 | 18 | [17 empty] | 0 | 0
8 | 28 | 19 | [17 empty] | 0 | 0
8 | 28 | 20 | [17 empty] | 0 | 0
8 | 28 | 21 | [17 empty] | 0 | 0
8 | 28 | 22 | [17 empty] | 0 | 0
8 | 28 | 23 | [17 empty] | 0 | 0
8 | 28 | 24 | [17 empty] | 0 | 0
8 | 29 | 1 | [17 empty] | 0 | 0
8 | 29 | 2 | [17 empty] | 0 | 0
8 | 29 | 3 | [17 empty] | 0 | 0
8 | 29 | 4 | [17 empty] | 0 | 0
8 | 29 | 5 | [17 empty] | 0 | 0
8 | 29 | 6 | [17 empty] | 0 | 0
8 | 29 | 7 | [17 empty] | 0 | 0
8 | 29 | 8 | [17 empty] | 0 | 0
8 | 29 | 9 | [17 empty] | 0 | 0
8 | 29 | 10 | [17 empty] | 0 | 0
8 | 29 | 11 | [17 empty] | 0 | 0
8 | 29 | 12 | [17 empty] | 0 | 0
8 | 29 | 13 | [17 empty] | 0 | 0
8 | 29 | 14 | [17 empty] | 0 | 0
8 | 29 | 15 | [17 empty] | 0 | 0
8 | 29 | 16 | [17 empty] | 0 | 0
8 | 29 | 17 | [17 empty] | 0 | 0
8 | 29 | 18 | [17 empty] | 0 | 0
8 | 29 | 19 | [17 empty] | 0 | 0
8 | 29 | 20 | [17 empty] | 0 | 0
8 | 29 | 21 | [17 empty] | 0 | 0
8 | 29 | 22 | [17 empty] | 0 | 0
8 | 29 | 23 | [17 empty] | 0 | 0
8 | 29 | 24 | [17 empty] | 0 | 0
8 | 30 | 1 | [17 empty] | 0 | 0
8 | 30 | 2 | [17 empty] | 0 | 0
8 | 30 | 3 | [17 empty] | 0 | 0
8 | 30 | 4 | [17 empty] | 0 | 0
8 | 30 | 5 | [17 empty] | 0 | 0
8 | 30 | 6 | [17 empty] | 0 | 0
8 | 30 | 7 | [17 empty] | 0 | 0
8 | 30 | 8 | [17 empty] | 0 | 0
8 | 30 | 9 | [17 empty] | 0 | 0
8 | 30 | 10 | [17 empty] | 0 | 0
8 | 30 | 11 | [17 empty] | 0 | 0
8 | 30 | 12 | [17 empty] | 0 | 0
8 | 30 | 13 | [17 empty] | 0 | 0
8 | 30 | 14 | [17 empty] | 0 | 0
8 | 30 | 15 | [17 empty] | 0 | 0
8 | 30 | 16 | [17 empty] | 0 | 0
8 | 30 | 17 | [17 empty] | 0 | 0
8 | 30 | 18 | [17 empty] | 0 | 0
8 | 30 | 19 | [17 empty] | 0 | 0
8 | 30 | 20 | [17 empty] | 0 | 0
8 | 30 | 21 | [17 empty] | 0 | 0
8 | 30 | 22 | [17 empty] | 0 | 0
8 | 30 | 23 | [17 empty] | 0 | 0
8 | 30 | 24 | [17 empty] | 0 | 0
8 | 31 | 1 | [17 empty] | 0 | 0
8 | 31 | 2 | [17 empty] | 0 | 0
8 | 31 | 3 | [17 empty] | 0 | 0
8 | 31 | 4 | [17 empty] | 0 | 0
8 | 31 | 5 | [17 empty] | 0 | 0
8 | 31 | 6 | [17 empty] | 0 | 0
8 | 31 | 7 | [17 empty] | 0 | 0
8 | 31 | 8 | [17 empty] | 0 | 0
8 | 31 | 9 | [17 empty] | 0 | 0
8 | 31 | 10 | [17 empty] | 0 | 0
8 | 31 | 11 | [17 empty] | 0 | 0
8 | 31 | 12 | [17 empty] | 0 | 0
8 | 31 | 13 | [17 empty] | 0 | 0
8 | 31 | 14 | [17 empty] | 0 | 0
8 | 31 | 15 | [17 empty] | 0 | 0
8 | 31 | 16 | [17 empty] | 0 | 0
8 | 31 | 17 | [17 empty] | 0 | 0
8 | 31 | 18 | [17 empty] | 0 | 0
8 | 31 | 19 | [17 empty] | 0 | 0
8 | 31 | 20 | [17 empty] | 0 | 0
8 | 31 | 21 | [17 empty] | 0 | 0
8 | 31 | 22 | [17 empty] | 0 | 0
8 | 31 | 23 | [17 empty] | 0 | 0
8 | 31 | 24 | [17 empty] | 0 | 0
9 | 1 | 1 | [17 empty] | 0 | 0
9 | 1 | 2 | [17 empty] | 0 | 0
9 | 1 | 3 | [17 empty] | 0 | 0
9 | 1 | 4 | [17 empty] | 0 | 0
9 | 1 | 5 | [17 empty] | 0 | 0
9 | 1 | 6 | [17 empty] | 0 | 0
9 | 1 | 7 | [17 empty] | 0 | 0
9 | 1 | 8 | [17 empty] | 0 | 0
9 | 1 | 9 | [17 empty] | 0 | 0
9 | 1 | 10 | [17 empty] | 0 | 0
9 | 1 | 11 | [17 empty] | 0 | 0
9 | 1 | 12 | [17 empty] | 0 | 0
9 | 1 | 13 | [17 empty] | 0 | 0
9 | 1 | 14 | [17 empty] | 0 | 0
9 | 1 | 15 | [17 empty] | 0 | 0
9 | 1 | 16 | [17 empty] | 0 | 0
9 | 1 | 17 | [17 empty] | 0 | 0
9 | 1 | 18 | [17 empty] | 0 | 0
9 | 1 | 19 | [17 empty] | 0 | 0
9 | 1 | 20 | [17 empty] | 0 | 0
9 | 1 | 21 | [17 empty] | 0 | 0
9 | 1 | 22 | [17 empty] | 0 | 0
9 | 1 | 23 | [17 empty] | 0 | 0
9 | 1 | 24 | [17 empty] | 0 | 0
9 | 2 | 1 | [17 empty] | 0 | 0
9 | 2 | 2 | [17 empty] | 0 | 0
9 | 2 | 3 | [17 empty] | 0 | 0
9 | 2 | 4 | [17 empty] | 0 | 0
9 | 2 | 5 | [17 empty] | 0 | 0
9 | 2 | 6 | [17 empty] | 0 | 0
9 | 2 | 7 | [17 empty] | 0 | 0
9 | 2 | 8 | [17 empty] | 0 | 0
9 | 2 | 9 | [17 empty] | 0 | 0
9 | 2 | 10 | [17 empty] | 0 | 0
9 | 2 | 11 | [17 empty] | 0 | 0
9 | 2 | 12 | [17 empty] | 0 | 0
9 | 2 | 13 | [17 empty] | 0 | 0
9 | 2 | 14 | [17 empty] | 0 | 0
9 | 2 | 15 | [17 empty] | 0 | 0
9 | 2 | 16 | [17 empty] | 0 | 0
9 | 2 | 17 | [17 empty] | 0 | 0
9 | 2 | 18 | [17 empty] | 0 | 0
9 | 2 | 19 | [17 empty] | 0 | 0
9 | 2 | 20 | [17 empty] | 0 | 0
9 | 2 | 21 | [17 empty] | 0 | 0
9 | 2 | 22 | [17 empty] | 0 | 0
9 | 2 | 23 | [17 empty] | 0 | 0
9 | 2 | 24 | [17 empty] | 0 | 0
9 | 3 | 1 | [17 empty] | 0 | 0
9 | 3 | 2 | [17 empty] | 0 | 0
9 | 3 | 3 | [17 empty] | 0 | 0
9 | 3 | 4 | [17 empty] | 0 | 0
9 | 3 | 5 | [17 empty] | 0 | 0
9 | 3 | 6 | [17 empty] | 0 | 0
9 | 3 | 7 | [17 empty] | 0 | 0
9 | 3 | 8 | [17 empty] | 0 | 0
9 | 3 | 9 | [17 empty] | 0 | 0
9 | 3 | 10 | [17 empty] | 0 | 0
9 | 3 | 11 | [17 empty] | 0 | 0
9 | 3 | 12 | [17 empty] | 0 | 0
9 | 3 | 13 | [17 empty] | 0 | 0
9 | 3 | 14 | [17 empty] | 0 | 0
9 | 3 | 15 | [17 empty] | 0 | 0
9 | 3 | 16 | [17 empty] | 0 | 0
9 | 3 | 17 | [17 empty] | 0 | 0
9 | 3 | 18 | [17 empty] | 0 | 0
9 | 3 | 19 | [17 empty] | 0 | 0
9 | 3 | 20 | [17 empty] | 0 | 0
9 | 3 | 21 | [17 empty] | 0 | 0
9 | 3 | 22 | [17 empty] | 0 | 0
9 | 3 | 23 | [17 empty] | 0 | 0
9 | 3 | 24 | [17 empty] | 0 | 0
9 | 4 | 1 | [17 empty] | 0 | 0
9 | 4 | 2 | [17 empty] | 0 | 0
9 | 4 | 3 | [17 empty] | 0 | 0
9 | 4 | 4 | [17 empty] | 0 | 0
9 | 4 | 5 | [17 empty] | 0 | 0
9 | 4 | 6 | [17 empty] | 0 | 0
9 | 4 | 7 | [17 empty] | 0 | 0
9 | 4 | 8 | [17 empty] | 0 | 0
9 | 4 | 9 | [17 empty] | 0 | 0
9 | 4 | 10 | [17 empty] | 0 | 0
9 | 4 | 11 | [17 empty] | 0 | 0
9 | 4 | 12 | [17 empty] | 0 | 0
9 | 4 | 13 | [17 empty] | 0 | 0
9 | 4 | 14 | [17 empty] | 0 | 0
9 | 4 | 15 | [17 empty] | 0 | 0
9 | 4 | 16 | [17 empty] | 0 | 0
9 | 4 | 17 | [17 empty] | 0 | 0
9 | 4 | 18 | [17 empty] | 0 | 0
9 | 4 | 19 | [17 empty] | 0 | 0
9 | 4 | 20 | [17 empty] | 0 | 0
9 | 4 | 21 | [17 empty] | 0 | 0
9 | 4 | 22 | [17 empty] | 0 | 0
9 | 4 | 23 | [17 empty] | 0 | 0
9 | 4 | 24 | [17 empty] | 0 | 0
9 | 5 | 1 | [17 empty] | 0 | 0
9 | 5 | 2 | [17 empty] | 0 | 0
9 | 5 | 3 | [17 empty] | 0 | 0
9 | 5 | 4 | [17 empty] | 0 | 0
9 | 5 | 5 | [17 empty] | 0 | 0
9 | 5 | 6 | [17 empty] | 0 | 0
9 | 5 | 7 | [17 empty] | 0 | 0
9 | 5 | 8 | [17 empty] | 0 | 0
9 | 5 | 9 | [17 empty] | 0 | 0
9 | 5 | 10 | [17 empty] | 0 | 0
9 | 5 | 11 | [17 empty] | 0 | 0
9 | 5 | 12 | [17 empty] | 0 | 0
9 | 5 | 13 | [17 empty] | 0 | 0
9 | 5 | 14 | [17 empty] | 0 | 0
9 | 5 | 15 | [17 empty] | 0 | 0
9 | 5 | 16 | [17 empty] | 0 | 0
9 | 5 | 17 | [17 empty] | 0 | 0
9 | 5 | 18 | [17 empty] | 0 | 0
9 | 5 | 19 | [17 empty] | 0 | 0
9 | 5 | 20 | [17 empty] | 0 | 0
9 | 5 | 21 | [17 empty] | 0 | 0
9 | 5 | 22 | [17 empty] | 0 | 0
9 | 5 | 23 | [17 empty] | 0 | 0
9 | 5 | 24 | [17 empty] | 0 | 0
9 | 6 | 1 | [17 empty] | 0 | 0
9 | 6 | 2 | [17 empty] | 0 | 0
9 | 6 | 3 | [17 empty] | 0 | 0
9 | 6 | 4 | [17 empty] | 0 | 0
9 | 6 | 5 | [17 empty] | 0 | 0
9 | 6 | 6 | [17 empty] | 0 | 0
9 | 6 | 7 | [17 empty] | 0 | 0
9 | 6 | 8 | [17 empty] | 0 | 0
9 | 6 | 9 | [17 empty] | 0 | 0
9 | 6 | 10 | [17 empty] | 0 | 0
9 | 6 | 11 | [17 empty] | 0 | 0
9 | 6 | 12 | [17 empty] | 0 | 0
9 | 6 | 13 | [17 empty] | 0 | 0
9 | 6 | 14 | [17 empty] | 0 | 0
9 | 6 | 15 | [17 empty] | 0 | 0
9 | 6 | 16 | [17 empty] | 0 | 0
9 | 6 | 17 | [17 empty] | 0 | 0
9 | 6 | 18 | [17 empty] | 0 | 0
9 | 6 | 19 | [17 empty] | 0 | 0
9 | 6 | 20 | [17 empty] | 0 | 0
9 | 6 | 21 | [17 empty] | 0 | 0
9 | 6 | 22 | [17 empty] | 0 | 0
9 | 6 | 23 | [17 empty] | 0 | 0
9 | 6 | 24 | [17 empty] | 0 | 0
9 | 7 | 1 | [17 empty] | 0 | 0
9 | 7 | 2 | [17 empty] | 0 | 0
9 | 7 | 3 | [17 empty] | 0 | 0
9 | 7 | 4 | [17 empty] | 0 | 0
9 | 7 | 5 | [17 empty] | 0 | 0
9 | 7 | 6 | [17 empty] | 0 | 0
9 | 7 | 7 | [17 empty] | 0 | 0
9 | 7 | 8 | [17 empty] | 0 | 0
9 | 7 | 9 | [17 empty] | 0 | 0
9 | 7 | 10 | [17 empty] | 0 | 0
9 | 7 | 11 | [17 empty] | 0 | 0
9 | 7 | 12 | [17 empty] | 0 | 0
9 | 7 | 13 | [17 empty] | 0 | 0
9 | 7 | 14 | [17 empty] | 0 | 0
9 | 7 | 15 | [17 empty] | 0 | 0
9 | 7 | 16 | [17 empty] | 0 | 0
9 | 7 | 17 | [17 empty] | 0 | 0
9 | 7 | 18 | [17 empty] | 0 | 0
9 | 7 | 19 | [17 empty] | 0 | 0
9 | 7 | 20 | [17 empty] | 0 | 0
9 | 7 | 21 | [17 empty] | 0 | 0
9 | 7 | 22 | [17 empty] | 0 | 0
9 | 7 | 23 | [17 empty] | 0 | 0
9 | 7 | 24 | [17 empty] | 0 | 0
9 | 8 | 1 | [17 empty] | 0 | 0
9 | 8 | 2 | [17 empty] | 0 | 0
9 | 8 | 3 | [17 empty] | 0 | 0
9 | 8 | 4 | [17 empty] | 0 | 0
9 | 8 | 5 | [17 empty] | 0 | 0
9 | 8 | 6 | [17 empty] | 0 | 0
9 | 8 | 7 | [17 empty] | 0 | 0
9 | 8 | 8 | [17 empty] | 0 | 0
9 | 8 | 9 | [17 empty] | 0 | 0
9 | 8 | 10 | [17 empty] | 0 | 0
9 | 8 | 11 | [17 empty] | 0 | 0
9 | 8 | 12 | [17 empty] | 0 | 0
9 | 8 | 13 | [17 empty] | 0 | 0
9 | 8 | 14 | [17 empty] | 0 | 0
9 | 8 | 15 | [17 empty] | 0 | 0
9 | 8 | 16 | [17 empty] | 0 | 0
9 | 8 | 17 | [17 empty] | 0 | 0
9 | 8 | 18 | [17 empty] | 0 | 0
9 | 8 | 19 | [17 empty] | 0 | 0
9 | 8 | 20 | [17 empty] | 0 | 0
9 | 8 | 21 | [17 empty] | 0 | 0
9 | 8 | 22 | [17 empty] | 0 | 0
9 | 8 | 23 | [17 empty] | 0 | 0
9 | 8 | 24 | [17 empty] | 0 | 0
9 | 9 | 1 | [17 empty] | 0 | 0
9 | 9 | 2 | [17 empty] | 0 | 0
9 | 9 | 3 | [17 empty] | 0 | 0
9 | 9 | 4 | [17 empty] | 0 | 0
9 | 9 | 5 | [17 empty] | 0 | 0
9 | 9 | 6 | [17 empty] | 0 | 0
9 | 9 | 7 | [17 empty] | 0 | 0
9 | 9 | 8 | [17 empty] | 0 | 0
9 | 9 | 9 | [17 empty] | 0 | 0
9 | 9 | 10 | [17 empty] | 0 | 0
9 | 9 | 11 | [17 empty] | 0 | 0
9 | 9 | 12 | [17 empty] | 0 | 0
9 | 9 | 13 | [17 empty] | 0 | 0
9 | 9 | 14 | [17 empty] | 0 | 0
9 | 9 | 15 | [17 empty] | 0 | 0
9 | 9 | 16 | [17 empty] | 0 | 0
9 | 9 | 17 | [17 empty] | 0 | 0
9 | 9 | 18 | [17 empty] | 0 | 0
9 | 9 | 19 | [17 empty] | 0 | 0
9 | 9 | 20 | [17 empty] | 0 | 0
9 | 9 | 21 | [17 empty] | 0 | 0
9 | 9 | 22 | [17 empty] | 0 | 0
9 | 9 | 23 | [17 empty] | 0 | 0
9 | 9 | 24 | [17 empty] | 0 | 0
9 | 10 | 1 | [17 empty] | 0 | 0
9 | 10 | 2 | [17 empty] | 0 | 0
9 | 10 | 3 | [17 empty] | 0 | 0
9 | 10 | 4 | [17 empty] | 0 | 0
9 | 10 | 5 | [17 empty] | 0 | 0
9 | 10 | 6 | [17 empty] | 0 | 0
9 | 10 | 7 | [17 empty] | 0 | 0
9 | 10 | 8 | [17 empty] | 0 | 0
9 | 10 | 9 | [17 empty] | 0 | 0
9 | 10 | 10 | [17 empty] | 0 | 0
9 | 10 | 11 | [17 empty] | 0 | 0
9 | 10 | 12 | [17 empty] | 0 | 0
9 | 10 | 13 | [17 empty] | 0 | 0
9 | 10 | 14 | [17 empty] | 0 | 0
9 | 10 | 15 | [17 empty] | 0 | 0
9 | 10 | 16 | [17 empty] | 0 | 0
9 | 10 | 17 | [17 empty] | 0 | 0
9 | 10 | 18 | [17 empty] | 0 | 0
9 | 10 | 19 | [17 empty] | 0 | 0
9 | 10 | 20 | [17 empty] | 0 | 0
9 | 10 | 21 | [17 empty] | 0 | 0
9 | 10 | 22 | [17 empty] | 0 | 0
9 | 10 | 23 | [17 empty] | 0 | 0
9 | 10 | 24 | [17 empty] | 0 | 0
9 | 11 | 1 | [17 empty] | 0 | 0
9 | 11 | 2 | [17 empty] | 0 | 0
9 | 11 | 3 | [17 empty] | 0 | 0
9 | 11 | 4 | [17 empty] | 0 | 0
9 | 11 | 5 | [17 empty] | 0 | 0
9 | 11 | 6 | [17 empty] | 0 | 0
9 | 11 | 7 | [17 empty] | 0 | 0
9 | 11 | 8 | [17 empty] | 0 | 0
9 | 11 | 9 | [17 empty] | 0 | 0
9 | 11 | 10 | [17 empty] | 0 | 0
9 | 11 | 11 | [17 empty] | 0 | 0
9 | 11 | 12 | [17 empty] | 0 | 0
9 | 11 | 13 | [17 empty] | 0 | 0
9 | 11 | 14 | [17 empty] | 0 | 0
9 | 11 | 15 | [17 empty] | 0 | 0
9 | 11 | 16 | [17 empty] | 0 | 0
9 | 11 | 17 | [17 empty] | 0 | 0
9 | 11 | 18 | [17 empty] | 0 | 0
9 | 11 | 19 | [17 empty] | 0 | 0
9 | 11 | 20 | [17 empty] | 0 | 0
9 | 11 | 21 | [17 empty] | 0 | 0
9 | 11 | 22 | [17 empty] | 0 | 0
9 | 11 | 23 | [17 empty] | 0 | 0
9 | 11 | 24 | [17 empty] | 0 | 0
9 | 12 | 1 | [17 empty] | 0 | 0
9 | 12 | 2 | [17 empty] | 0 | 0
9 | 12 | 3 | [17 empty] | 0 | 0
9 | 12 | 4 | [17 empty] | 0 | 0
9 | 12 | 5 | [17 empty] | 0 | 0
9 | 12 | 6 | [17 empty] | 0 | 0
9 | 12 | 7 | [17 empty] | 0 | 0
9 | 12 | 8 | [17 empty] | 0 | 0
9 | 12 | 9 | [17 empty] | 0 | 0
9 | 12 | 10 | [17 empty] | 0 | 0
9 | 12 | 11 | [17 empty] | 0 | 0
9 | 12 | 12 | [17 empty] | 0 | 0
9 | 12 | 13 | [17 empty] | 0 | 0
9 | 12 | 14 | [17 empty] | 0 | 0
9 | 12 | 15 | [17 empty] | 0 | 0
9 | 12 | 16 | [17 empty] | 0 | 0
9 | 12 | 17 | [17 empty] | 0 | 0
9 | 12 | 18 | [17 empty] | 0 | 0
9 | 12 | 19 | [17 empty] | 0 | 0
9 | 12 | 20 | [17 empty] | 0 | 0
9 | 12 | 21 | [17 empty] | 0 | 0
9 | 12 | 22 | [17 empty] | 0 | 0
9 | 12 | 23 | [17 empty] | 0 | 0
9 | 12 | 24 | [17 empty] | 0 | 0
9 | 13 | 1 | [17 empty] | 0 | 0
9 | 13 | 2 | [17 empty] | 0 | 0
9 | 13 | 3 | [17 empty] | 0 | 0
9 | 13 | 4 | [17 empty] | 0 | 0
9 | 13 | 5 | [17 empty] | 0 | 0
9 | 13 | 6 | [17 empty] | 0 | 0
9 | 13 | 7 | [17 empty] | 0 | 0
9 | 13 | 8 | [17 empty] | 0 | 0
9 | 13 | 9 | [17 empty] | 0 | 0
9 | 13 | 10 | [17 empty] | 0 | 0
9 | 13 | 11 | [17 empty] | 0 | 0
9 | 13 | 12 | [17 empty] | 0 | 0
9 | 13 | 13 | [17 empty] | 0 | 0
9 | 13 | 14 | [17 empty] | 0 | 0
9 | 13 | 15 | [17 empty] | 0 | 0
9 | 13 | 16 | [17 empty] | 0 | 0
9 | 13 | 17 | [17 empty] | 0 | 0
9 | 13 | 18 | [17 empty] | 0 | 0
9 | 13 | 19 | [17 empty] | 0 | 0
9 | 13 | 20 | [17 empty] | 0 | 0
9 | 13 | 21 | [17 empty] | 0 | 0
9 | 13 | 22 | [17 empty] | 0 | 0
9 | 13 | 23 | [17 empty] | 0 | 0
9 | 13 | 24 | [17 empty] | 0 | 0
9 | 14 | 1 | [17 empty] | 0 | 0
9 | 14 | 2 | [17 empty] | 0 | 0
9 | 14 | 3 | [17 empty] | 0 | 0
9 | 14 | 4 | [17 empty] | 0 | 0
9 | 14 | 5 | [17 empty] | 0 | 0
9 | 14 | 6 | [17 empty] | 0 | 0
9 | 14 | 7 | [17 empty] | 0 | 0
9 | 14 | 8 | [17 empty] | 0 | 0
9 | 14 | 9 | [17 empty] | 0 | 0
9 | 14 | 10 | [17 empty] | 0 | 0
9 | 14 | 11 | [17 empty] | 0 | 0
9 | 14 | 12 | [17 empty] | 0 | 0
9 | 14 | 13 | [17 empty] | 0 | 0
9 | 14 | 14 | [17 empty] | 0 | 0
9 | 14 | 15 | [17 empty] | 0 | 0
9 | 14 | 16 | [17 empty] | 0 | 0
9 | 14 | 17 | [17 empty] | 0 | 0
9 | 14 | 18 | [17 empty] | 0 | 0
9 | 14 | 19 | [17 empty] | 0 | 0
9 | 14 | 20 | [17 empty] | 0 | 0
9 | 14 | 21 | [17 empty] | 0 | 0
9 | 14 | 22 | [17 empty] | 0 | 0
9 | 14 | 23 | [17 empty] | 0 | 0
9 | 14 | 24 | [17 empty] | 0 | 0
9 | 15 | 1 | [17 empty] | 0 | 0
9 | 15 | 2 | [17 empty] | 0 | 0
9 | 15 | 3 | [17 empty] | 0 | 0
9 | 15 | 4 | [17 empty] | 0 | 0
9 | 15 | 5 | [17 empty] | 0 | 0
9 | 15 | 6 | [17 empty] | 0 | 0
9 | 15 | 7 | [17 empty] | 0 | 0
9 | 15 | 8 | [17 empty] | 0 | 0
9 | 15 | 9 | [17 empty] | 0 | 0
9 | 15 | 10 | [17 empty] | 0 | 0
9 | 15 | 11 | [17 empty] | 0 | 0
9 | 15 | 12 | [17 empty] | 0 | 0
9 | 15 | 13 | [17 empty] | 0 | 0
9 | 15 | 14 | [17 empty] | 0 | 0
9 | 15 | 15 | [17 empty] | 0 | 0
9 | 15 | 16 | [17 empty] | 0 | 0
9 | 15 | 17 | [17 empty] | 0 | 0
9 | 15 | 18 | [17 empty] | 0 | 0
9 | 15 | 19 | [17 empty] | 0 | 0
9 | 15 | 20 | [17 empty] | 0 | 0
9 | 15 | 21 | [17 empty] | 0 | 0
9 | 15 | 22 | [17 empty] | 0 | 0
9 | 15 | 23 | [17 empty] | 0 | 0
9 | 15 | 24 | [17 empty] | 0 | 0
9 | 16 | 1 | [17 empty] | 0 | 0
9 | 16 | 2 | [17 empty] | 0 | 0
9 | 16 | 3 | [17 empty] | 0 | 0
9 | 16 | 4 | [17 empty] | 0 | 0
9 | 16 | 5 | [17 empty] | 0 | 0
9 | 16 | 6 | [17 empty] | 0 | 0
9 | 16 | 7 | [17 empty] | 0 | 0
9 | 16 | 8 | [17 empty] | 0 | 0
9 | 16 | 9 | [17 empty] | 0 | 0
9 | 16 | 10 | [17 empty] | 0 | 0
9 | 16 | 11 | [17 empty] | 0 | 0
9 | 16 | 12 | [17 empty] | 0 | 0
9 | 16 | 13 | [17 empty] | 0 | 0
9 | 16 | 14 | [17 empty] | 0 | 0
9 | 16 | 15 | [17 empty] | 0 | 0
9 | 16 | 16 | [17 empty] | 0 | 0
9 | 16 | 17 | [17 empty] | 0 | 0
9 | 16 | 18 | [17 empty] | 0 | 0
9 | 16 | 19 | [17 empty] | 0 | 0
9 | 16 | 20 | [17 empty] | 0 | 0
9 | 16 | 21 | [17 empty] | 0 | 0
9 | 16 | 22 | [17 empty] | 0 | 0
9 | 16 | 23 | [17 empty] | 0 | 0
9 | 16 | 24 | [17 empty] | 0 | 0
9 | 17 | 1 | [17 empty] | 0 | 0
9 | 17 | 2 | [17 empty] | 0 | 0
9 | 17 | 3 | [17 empty] | 0 | 0
9 | 17 | 4 | [17 empty] | 0 | 0
9 | 17 | 5 | [17 empty] | 0 | 0
9 | 17 | 6 | [17 empty] | 0 | 0
9 | 17 | 7 | [17 empty] | 0 | 0
9 | 17 | 8 | [17 empty] | 0 | 0
9 | 17 | 9 | [17 empty] | 0 | 0
9 | 17 | 10 | [17 empty] | 0 | 0
9 | 17 | 11 | [17 empty] | 0 | 0
9 | 17 | 12 | [17 empty] | 0 | 0
9 | 17 | 13 | [17 empty] | 0 | 0
9 | 17 | 14 | [17 empty] | 0 | 0
9 | 17 | 15 | [17 empty] | 0 | 0
9 | 17 | 16 | [17 empty] | 0 | 0
9 | 17 | 17 | [17 empty] | 0 | 0
9 | 17 | 18 | [17 empty] | 0 | 0
9 | 17 | 19 | [17 empty] | 0 | 0
9 | 17 | 20 | [17 empty] | 0 | 0
9 | 17 | 21 | [17 empty] | 0 | 0
9 | 17 | 22 | [17 empty] | 0 | 0
9 | 17 | 23 | [17 empty] | 0 | 0
9 | 17 | 24 | [17 empty] | 0 | 0
9 | 18 | 1 | [17 empty] | 0 | 0
9 | 18 | 2 | [17 empty] | 0 | 0
9 | 18 | 3 | [17 empty] | 0 | 0
9 | 18 | 4 | [17 empty] | 0 | 0
9 | 18 | 5 | [17 empty] | 0 | 0
9 | 18 | 6 | [17 empty] | 0 | 0
9 | 18 | 7 | [17 empty] | 0 | 0
9 | 18 | 8 | [17 empty] | 0 | 0
9 | 18 | 9 | [17 empty] | 0 | 0
9 | 18 | 10 | [17 empty] | 0 | 0
9 | 18 | 11 | [17 empty] | 0 | 0
9 | 18 | 12 | [17 empty] | 0 | 0
9 | 18 | 13 | [17 empty] | 0 | 0
9 | 18 | 14 | [17 empty] | 0 | 0
9 | 18 | 15 | [17 empty] | 0 | 0
9 | 18 | 16 | [17 empty] | 0 | 0
9 | 18 | 17 | [17 empty] | 0 | 0
9 | 18 | 18 | [17 empty] | 0 | 0
9 | 18 | 19 | [17 empty] | 0 | 0
9 | 18 | 20 | [17 empty] | 0 | 0
9 | 18 | 21 | [17 empty] | 0 | 0
9 | 18 | 22 | [17 empty] | 0 | 0
9 | 18 | 23 | [17 empty] | 0 | 0
9 | 18 | 24 | [17 empty] | 0 | 0
9 | 19 | 1 | [17 empty] | 0 | 0
9 | 19 | 2 | [17 empty] | 0 | 0
9 | 19 | 3 | [17 empty] | 0 | 0
9 | 19 | 4 | [17 empty] | 0 | 0
9 | 19 | 5 | [17 empty] | 0 | 0
9 | 19 | 6 | [17 empty] | 0 | 0
9 | 19 | 7 | [17 empty] | 0 | 0
9 | 19 | 8 | [17 empty] | 0 | 0
9 | 19 | 9 | [17 empty] | 0 | 0
9 | 19 | 10 | [17 empty] | 0 | 0
9 | 19 | 11 | [17 empty] | 0 | 0
9 | 19 | 12 | [17 empty] | 0 | 0
9 | 19 | 13 | [17 empty] | 0 | 0
9 | 19 | 14 | [17 empty] | 0 | 0
9 | 19 | 15 | [17 empty] | 0 | 0
9 | 19 | 16 | [17 empty] | 0 | 0
9 | 19 | 17 | [17 empty] | 0 | 0
9 | 19 | 18 | [17 empty] | 0 | 0
9 | 19 | 19 | [17 empty] | 0 | 0
9 | 19 | 20 | [17 empty] | 0 | 0
9 | 19 | 21 | [17 empty] | 0 | 0
9 | 19 | 22 | [17 empty] | 0 | 0
9 | 19 | 23 | [17 empty] | 0 | 0
9 | 19 | 24 | [17 empty] | 0 | 0
9 | 20 | 1 | [17 empty] | 0 | 0
9 | 20 | 2 | [17 empty] | 0 | 0
9 | 20 | 3 | [17 empty] | 0 | 0
9 | 20 | 4 | [17 empty] | 0 | 0
9 | 20 | 5 | [17 empty] | 0 | 0
9 | 20 | 6 | [17 empty] | 0 | 0
9 | 20 | 7 | [17 empty] | 0 | 0
9 | 20 | 8 | [17 empty] | 0 | 0
9 | 20 | 9 | [17 empty] | 0 | 0
9 | 20 | 10 | [17 empty] | 0 | 0
9 | 20 | 11 | [17 empty] | 0 | 0
9 | 20 | 12 | [17 empty] | 0 | 0
9 | 20 | 13 | [17 empty] | 0 | 0
9 | 20 | 14 | [17 empty] | 0 | 0
9 | 20 | 15 | [17 empty] | 0 | 0
9 | 20 | 16 | [17 empty] | 0 | 0
9 | 20 | 17 | [17 empty] | 0 | 0
9 | 20 | 18 | [17 empty] | 0 | 0
9 | 20 | 19 | [17 empty] | 0 | 0
9 | 20 | 20 | [17 empty] | 0 | 0
9 | 20 | 21 | [17 empty] | 0 | 0
9 | 20 | 22 | [17 empty] | 0 | 0
9 | 20 | 23 | [17 empty] | 0 | 0
9 | 20 | 24 | [17 empty] | 0 | 0
9 | 21 | 1 | [17 empty] | 0 | 0
9 | 21 | 2 | [17 empty] | 0 | 0
9 | 21 | 3 | [17 empty] | 0 | 0
9 | 21 | 4 | [17 empty] | 0 | 0
9 | 21 | 5 | [17 empty] | 0 | 0
9 | 21 | 6 | [17 empty] | 0 | 0
9 | 21 | 7 | [17 empty] | 0 | 0
9 | 21 | 8 | [17 empty] | 0 | 0
9 | 21 | 9 | [17 empty] | 0 | 0
9 | 21 | 10 | [17 empty] | 0 | 0
9 | 21 | 11 | [17 empty] | 0 | 0
9 | 21 | 12 | [17 empty] | 0 | 0
9 | 21 | 13 | [17 empty] | 0 | 0
9 | 21 | 14 | [17 empty] | 0 | 0
9 | 21 | 15 | [17 empty] | 0 | 0
9 | 21 | 16 | [17 empty] | 0 | 0
9 | 21 | 17 | [17 empty] | 0 | 0
9 | 21 | 18 | [17 empty] | 0 | 0
9 | 21 | 19 | [17 empty] | 0 | 0
9 | 21 | 20 | [17 empty] | 0 | 0
9 | 21 | 21 | [17 empty] | 0 | 0
9 | 21 | 22 | [17 empty] | 0 | 0
9 | 21 | 23 | [17 empty] | 0 | 0
9 | 21 | 24 | [17 empty] | 0 | 0
9 | 22 | 1 | [17 empty] | 0 | 0
9 | 22 | 2 | [17 empty] | 0 | 0
9 | 22 | 3 | [17 empty] | 0 | 0
9 | 22 | 4 | [17 empty] | 0 | 0
9 | 22 | 5 | [17 empty] | 0 | 0
9 | 22 | 6 | [17 empty] | 0 | 0
9 | 22 | 7 | [17 empty] | 0 | 0
9 | 22 | 8 | [17 empty] | 0 | 0
9 | 22 | 9 | [17 empty] | 0 | 0
9 | 22 | 10 | [17 empty] | 0 | 0
9 | 22 | 11 | [17 empty] | 0 | 0
9 | 22 | 12 | [17 empty] | 0 | 0
9 | 22 | 13 | [17 empty] | 0 | 0
9 | 22 | 14 | [17 empty] | 0 | 0
9 | 22 | 15 | [17 empty] | 0 | 0
9 | 22 | 16 | [17 empty] | 0 | 0
9 | 22 | 17 | [17 empty] | 0 | 0
9 | 22 | 18 | [17 empty] | 0 | 0
9 | 22 | 19 | [17 empty] | 0 | 0
9 | 22 | 20 | [17 empty] | 0 | 0
9 | 22 | 21 | [17 empty] | 0 | 0
9 | 22 | 22 | [17 empty] | 0 | 0
9 | 22 | 23 | [17 empty] | 0 | 0
9 | 22 | 24 | [17 empty] | 0 | 0
9 | 23 | 1 | [17 empty] | 0 | 0
9 | 23 | 2 | [17 empty] | 0 | 0
9 | 23 | 3 | [17 empty] | 0 | 0
9 | 23 | 4 | [17 empty] | 0 | 0
9 | 23 | 5 | [17 empty] | 0 | 0
9 | 23 | 6 | [17 empty] | 0 | 0
9 | 23 | 7 | [17 empty] | 0 | 0
9 | 23 | 8 | [17 empty] | 0 | 0
9 | 23 | 9 | [17 empty] | 0 | 0
9 | 23 | 10 | [17 empty] | 0 | 0
9 | 23 | 11 | [17 empty] | 0 | 0
9 | 23 | 12 | [17 empty] | 0 | 0
9 | 23 | 13 | [17 empty] | 0 | 0
9 | 23 | 14 | [17 empty] | 0 | 0
9 | 23 | 15 | [17 empty] | 0 | 0
9 | 23 | 16 | [17 empty] | 0 | 0
9 | 23 | 17 | [17 empty] | 0 | 0
9 | 23 | 18 | [17 empty] | 0 | 0
9 | 23 | 19 | [17 empty] | 0 | 0
9 | 23 | 20 | [17 empty] | 0 | 0
9 | 23 | 21 | [17 empty] | 0 | 0
9 | 23 | 22 | [17 empty] | 0 | 0
9 | 23 | 23 | [17 empty] | 0 | 0
9 | 23 | 24 | [17 empty] | 0 | 0
9 | 24 | 1 | [17 empty] | 0 | 0
9 | 24 | 2 | [17 empty] | 0 | 0
9 | 24 | 3 | [17 empty] | 0 | 0
9 | 24 | 4 | [17 empty] | 0 | 0
9 | 24 | 5 | [17 empty] | 0 | 0
9 | 24 | 6 | [17 empty] | 0 | 0
9 | 24 | 7 | [17 empty] | 0 | 0
9 | 24 | 8 | [17 empty] | 0 | 0
9 | 24 | 9 | [17 empty] | 0 | 0
9 | 24 | 10 | [17 empty] | 0 | 0
9 | 24 | 11 | [17 empty] | 0 | 0
9 | 24 | 12 | [17 empty] | 0 | 0
9 | 24 | 13 | [17 empty] | 0 | 0
9 | 24 | 14 | [17 empty] | 0 | 0
9 | 24 | 15 | [17 empty] | 0 | 0
9 | 24 | 16 | [17 empty] | 0 | 0
9 | 24 | 17 | [17 empty] | 0 | 0
9 | 24 | 18 | [17 empty] | 0 | 0
9 | 24 | 19 | [17 empty] | 0 | 0
9 | 24 | 20 | [17 empty] | 0 | 0
9 | 24 | 21 | [17 empty] | 0 | 0
9 | 24 | 22 | [17 empty] | 0 | 0
9 | 24 | 23 | [17 empty] | 0 | 0
9 | 24 | 24 | [17 empty] | 0 | 0
9 | 25 | 1 | [17 empty] | 0 | 0
9 | 25 | 2 | [17 empty] | 0 | 0
9 | 25 | 3 | [17 empty] | 0 | 0
9 | 25 | 4 | [17 empty] | 0 | 0
9 | 25 | 5 | [17 empty] | 0 | 0
9 | 25 | 6 | [17 empty] | 0 | 0
9 | 25 | 7 | [17 empty] | 0 | 0
9 | 25 | 8 | [17 empty] | 0 | 0
9 | 25 | 9 | [17 empty] | 0 | 0
9 | 25 | 10 | [17 empty] | 0 | 0
9 | 25 | 11 | [17 empty] | 0 | 0
9 | 25 | 12 | [17 empty] | 0 | 0
9 | 25 | 13 | [17 empty] | 0 | 0
9 | 25 | 14 | [17 empty] | 0 | 0
9 | 25 | 15 | [17 empty] | 0 | 0
9 | 25 | 16 | [17 empty] | 0 | 0
9 | 25 | 17 | [17 empty] | 0 | 0
9 | 25 | 18 | [17 empty] | 0 | 0
9 | 25 | 19 | [17 empty] | 0 | 0
9 | 25 | 20 | [17 empty] | 0 | 0
9 | 25 | 21 | [17 empty] | 0 | 0
9 | 25 | 22 | [17 empty] | 0 | 0
9 | 25 | 23 | [17 empty] | 0 | 0
9 | 25 | 24 | [17 empty] | 0 | 0
9 | 26 | 1 | [17 empty] | 0 | 0
9 | 26 | 2 | [17 empty] | 0 | 0
9 | 26 | 3 | [17 empty] | 0 | 0
9 | 26 | 4 | [17 empty] | 0 | 0
9 | 26 | 5 | [17 empty] | 0 | 0
9 | 26 | 6 | [17 empty] | 0 | 0
9 | 26 | 7 | [17 empty] | 0 | 0
9 | 26 | 8 | [17 empty] | 0 | 0
9 | 26 | 9 | [17 empty] | 0 | 0
9 | 26 | 10 | [17 empty] | 0 | 0
9 | 26 | 11 | [17 empty] | 0 | 0
9 | 26 | 12 | [17 empty] | 0 | 0
9 | 26 | 13 | [17 empty] | 0 | 0
9 | 26 | 14 | [17 empty] | 0 | 0
9 | 26 | 15 | [17 empty] | 0 | 0
9 | 26 | 16 | [17 empty] | 0 | 0
9 | 26 | 17 | [17 empty] | 0 | 0
9 | 26 | 18 | [17 empty] | 0 | 0
9 | 26 | 19 | [17 empty] | 0 | 0
9 | 26 | 20 | [17 empty] | 0 | 0
9 | 26 | 21 | [17 empty] | 0 | 0
9 | 26 | 22 | [17 empty] | 0 | 0
9 | 26 | 23 | [17 empty] | 0 | 0
9 | 26 | 24 | [17 empty] | 0 | 0
9 | 27 | 1 | [17 empty] | 0 | 0
9 | 27 | 2 | [17 empty] | 0 | 0
9 | 27 | 3 | [17 empty] | 0 | 0
9 | 27 | 4 | [17 empty] | 0 | 0
9 | 27 | 5 | [17 empty] | 0 | 0
9 | 27 | 6 | [17 empty] | 0 | 0
9 | 27 | 7 | [17 empty] | 0 | 0
9 | 27 | 8 | [17 empty] | 0 | 0
9 | 27 | 9 | [17 empty] | 0 | 0
9 | 27 | 10 | [17 empty] | 0 | 0
9 | 27 | 11 | [17 empty] | 0 | 0
9 | 27 | 12 | [17 empty] | 0 | 0
9 | 27 | 13 | [17 empty] | 0 | 0
9 | 27 | 14 | [17 empty] | 0 | 0
9 | 27 | 15 | [17 empty] | 0 | 0
9 | 27 | 16 | [17 empty] | 0 | 0
9 | 27 | 17 | [17 empty] | 0 | 0
9 | 27 | 18 | [17 empty] | 0 | 0
9 | 27 | 19 | [17 empty] | 0 | 0
9 | 27 | 20 | [17 empty] | 0 | 0
9 | 27 | 21 | [17 empty] | 0 | 0
9 | 27 | 22 | [17 empty] | 0 | 0
9 | 27 | 23 | [17 empty] | 0 | 0
9 | 27 | 24 | [17 empty] | 0 | 0
9 | 28 | 1 | [17 empty] | 0 | 0
9 | 28 | 2 | [17 empty] | 0 | 0
9 | 28 | 3 | [17 empty] | 0 | 0
9 | 28 | 4 | [17 empty] | 0 | 0
9 | 28 | 5 | [17 empty] | 0 | 0
9 | 28 | 6 | [17 empty] | 0 | 0
9 | 28 | 7 | [17 empty] | 0 | 0
9 | 28 | 8 | [17 empty] | 0 | 0
9 | 28 | 9 | [17 empty] | 0 | 0
9 | 28 | 10 | [17 empty] | 0 | 0
9 | 28 | 11 | [17 empty] | 0 | 0
9 | 28 | 12 | [17 empty] | 0 | 0
9 | 28 | 13 | [17 empty] | 0 | 0
9 | 28 | 14 | [17 empty] | 0 | 0
9 | 28 | 15 | [17 empty] | 0 | 0
9 | 28 | 16 | [17 empty] | 0 | 0
9 | 28 | 17 | [17 empty] | 0 | 0
9 | 28 | 18 | [17 empty] | 0 | 0
9 | 28 | 19 | [17 empty] | 0 | 0
9 | 28 | 20 | [17 empty] | 0 | 0
9 | 28 | 21 | [17 empty] | 0 | 0
9 | 28 | 22 | [17 empty] | 0 | 0
9 | 28 | 23 | [17 empty] | 0 | 0
9 | 28 | 24 | [17 empty] | 0 | 0
9 | 29 | 1 | [17 empty] | 0 | 0
9 | 29 | 2 | [17 empty] | 0 | 0
9 | 29 | 3 | [17 empty] | 0 | 0
9 | 29 | 4 | [17 empty] | 0 | 0
9 | 29 | 5 | [17 empty] | 0 | 0
9 | 29 | 6 | [17 empty] | 0 | 0
9 | 29 | 7 | [17 empty] | 0 | 0
9 | 29 | 8 | [17 empty] | 0 | 0
9 | 29 | 9 | [17 empty] | 0 | 0
9 | 29 | 10 | [17 empty] | 0 | 0
9 | 29 | 11 | [17 empty] | 0 | 0
9 | 29 | 12 | [17 empty] | 0 | 0
9 | 29 | 13 | [17 empty] | 0 | 0
9 | 29 | 14 | [17 empty] | 0 | 0
9 | 29 | 15 | [17 empty] | 0 | 0
9 | 29 | 16 | [17 empty] | 0 | 0
9 | 29 | 17 | [17 empty] | 0 | 0
9 | 29 | 18 | [17 empty] | 0 | 0
9 | 29 | 19 | [17 empty] | 0 | 0
9 | 29 | 20 | [17 empty] | 0 | 0
9 | 29 | 21 | [17 empty] | 0 | 0
9 | 29 | 22 | [17 empty] | 0 | 0
9 | 29 | 23 | [17 empty] | 0 | 0
9 | 29 | 24 | [17 empty] | 0 | 0
9 | 30 | 1 | [17 empty] | 0 | 0
9 | 30 | 2 | [17 empty] | 0 | 0
9 | 30 | 3 | [17 empty] | 0 | 0
9 | 30 | 4 | [17 empty] | 0 | 0
9 | 30 | 5 | [17 empty] | 0 | 0
9 | 30 | 6 | [17 empty] | 0 | 0
9 | 30 | 7 | [17 empty] | 0 | 0
9 | 30 | 8 | [17 empty] | 0 | 0
9 | 30 | 9 | [17 empty] | 0 | 0
9 | 30 | 10 | [17 empty] | 0 | 0
9 | 30 | 11 | [17 empty] | 0 | 0
9 | 30 | 12 | [17 empty] | 0 | 0
9 | 30 | 13 | [17 empty] | 0 | 0
9 | 30 | 14 | [17 empty] | 0 | 0
9 | 30 | 15 | [17 empty] | 0 | 0
9 | 30 | 16 | [17 empty] | 0 | 0
9 | 30 | 17 | [17 empty] | 0 | 0
9 | 30 | 18 | [17 empty] | 0 | 0
9 | 30 | 19 | [17 empty] | 0 | 0
9 | 30 | 20 | [17 empty] | 0 | 0
9 | 30 | 21 | [17 empty] | 0 | 0
9 | 30 | 22 | [17 empty] | 0 | 0
9 | 30 | 23 | [17 empty] | 0 | 0
9 | 30 | 24 | [17 empty] | 0 | 0
10 | 1 | 1 | [17 empty] | 0 | 0
10 | 1 | 2 | [17 empty] | 0 | 0
10 | 1 | 3 | [17 empty] | 0 | 0
10 | 1 | 4 | [17 empty] | 0 | 0
10 | 1 | 5 | [17 empty] | 0 | 0
10 | 1 | 6 | [17 empty] | 0 | 0
10 | 1 | 7 | [17 empty] | 0 | 0
10 | 1 | 8 | [17 empty] | 0 | 0
10 | 1 | 9 | [17 empty] | 0 | 0
10 | 1 | 10 | [17 empty] | 0 | 0
10 | 1 | 11 | [17 empty] | 0 | 0
10 | 1 | 12 | [17 empty] | 0 | 0
10 | 1 | 13 | [17 empty] | 0 | 0
10 | 1 | 14 | [17 empty] | 0 | 0
10 | 1 | 15 | [17 empty] | 0 | 0
10 | 1 | 16 | [17 empty] | 0 | 0
10 | 1 | 17 | [17 empty] | 0 | 0
10 | 1 | 18 | [17 empty] | 0 | 0
10 | 1 | 19 | [17 empty] | 0 | 0
10 | 1 | 20 | [17 empty] | 0 | 0
10 | 1 | 21 | [17 empty] | 0 | 0
10 | 1 | 22 | [17 empty] | 0 | 0
10 | 1 | 23 | [17 empty] | 0 | 0
10 | 1 | 24 | [17 empty] | 0 | 0
10 | 2 | 1 | [17 empty] | 0 | 0
10 | 2 | 2 | [17 empty] | 0 | 0
10 | 2 | 3 | [17 empty] | 0 | 0
10 | 2 | 4 | [17 empty] | 0 | 0
10 | 2 | 5 | [17 empty] | 0 | 0
10 | 2 | 6 | [17 empty] | 0 | 0
10 | 2 | 7 | [17 empty] | 0 | 0
10 | 2 | 8 | [17 empty] | 0 | 0
10 | 2 | 9 | [17 empty] | 0 | 0
10 | 2 | 10 | [17 empty] | 0 | 0
10 | 2 | 11 | [17 empty] | 0 | 0
10 | 2 | 12 | [17 empty] | 0 | 0
10 | 2 | 13 | [17 empty] | 0 | 0
10 | 2 | 14 | [17 empty] | 0 | 0
10 | 2 | 15 | [17 empty] | 0 | 0
10 | 2 | 16 | [17 empty] | 0 | 0
10 | 2 | 17 | [17 empty] | 0 | 0
10 | 2 | 18 | [17 empty] | 0 | 0
10 | 2 | 19 | [17 empty] | 0 | 0
10 | 2 | 20 | [17 empty] | 0 | 0
10 | 2 | 21 | [17 empty] | 0 | 0
10 | 2 | 22 | [17 empty] | 0 | 0
10 | 2 | 23 | [17 empty] | 0 | 0
10 | 2 | 24 | [17 empty] | 0 | 0
10 | 3 | 1 | [17 empty] | 0 | 0
10 | 3 | 2 | [17 empty] | 0 | 0
10 | 3 | 3 | [17 empty] | 0 | 0
10 | 3 | 4 | [17 empty] | 0 | 0
10 | 3 | 5 | [17 empty] | 0 | 0
10 | 3 | 6 | [17 empty] | 0 | 0
10 | 3 | 7 | [17 empty] | 0 | 0
10 | 3 | 8 | [17 empty] | 0 | 0
10 | 3 | 9 | [17 empty] | 0 | 0
10 | 3 | 10 | [17 empty] | 0 | 0
10 | 3 | 11 | [17 empty] | 0 | 0
10 | 3 | 12 | [17 empty] | 0 | 0
10 | 3 | 13 | [17 empty] | 0 | 0
10 | 3 | 14 | [17 empty] | 0 | 0
10 | 3 | 15 | [17 empty] | 0 | 0
10 | 3 | 16 | [17 empty] | 0 | 0
10 | 3 | 17 | [17 empty] | 0 | 0
10 | 3 | 18 | [17 empty] | 0 | 0
10 | 3 | 19 | [17 empty] | 0 | 0
10 | 3 | 20 | [17 empty] | 0 | 0
10 | 3 | 21 | [17 empty] | 0 | 0
10 | 3 | 22 | [17 empty] | 0 | 0
10 | 3 | 23 | [17 empty] | 0 | 0
10 | 3 | 24 | [17 empty] | 0 | 0
10 | 4 | 1 | [17 empty] | 0 | 0
10 | 4 | 2 | [17 empty] | 0 | 0
10 | 4 | 3 | [17 empty] | 0 | 0
10 | 4 | 4 | [17 empty] | 0 | 0
10 | 4 | 5 | [17 empty] | 0 | 0
10 | 4 | 6 | [17 empty] | 0 | 0
10 | 4 | 7 | [17 empty] | 0 | 0
10 | 4 | 8 | [17 empty] | 0 | 0
10 | 4 | 9 | [17 empty] | 0 | 0
10 | 4 | 10 | [17 empty] | 0 | 0
10 | 4 | 11 | [17 empty] | 0 | 0
10 | 4 | 12 | [17 empty] | 0 | 0
10 | 4 | 13 | [17 empty] | 0 | 0
10 | 4 | 14 | [17 empty] | 0 | 0
10 | 4 | 15 | [17 empty] | 0 | 0
10 | 4 | 16 | [17 empty] | 0 | 0
10 | 4 | 17 | [17 empty] | 0 | 0
10 | 4 | 18 | [17 empty] | 0 | 0
10 | 4 | 19 | [17 empty] | 0 | 0
10 | 4 | 20 | [17 empty] | 0 | 0
10 | 4 | 21 | [17 empty] | 0 | 0
10 | 4 | 22 | [17 empty] | 0 | 0
10 | 4 | 23 | [17 empty] | 0 | 0
10 | 4 | 24 | [17 empty] | 0 | 0
10 | 5 | 1 | [17 empty] | 0 | 0
10 | 5 | 2 | [17 empty] | 0 | 0
10 | 5 | 3 | [17 empty] | 0 | 0
10 | 5 | 4 | [17 empty] | 0 | 0
10 | 5 | 5 | [17 empty] | 0 | 0
10 | 5 | 6 | [17 empty] | 0 | 0
10 | 5 | 7 | [17 empty] | 0 | 0
10 | 5 | 8 | [17 empty] | 0 | 0
10 | 5 | 9 | [17 empty] | 0 | 0
10 | 5 | 10 | [17 empty] | 0 | 0
10 | 5 | 11 | [17 empty] | 0 | 0
10 | 5 | 12 | [17 empty] | 0 | 0
10 | 5 | 13 | [17 empty] | 0 | 0
10 | 5 | 14 | [17 empty] | 0 | 0
10 | 5 | 15 | [17 empty] | 0 | 0
10 | 5 | 16 | [17 empty] | 0 | 0
10 | 5 | 17 | [17 empty] | 0 | 0
10 | 5 | 18 | [17 empty] | 0 | 0
10 | 5 | 19 | [17 empty] | 0 | 0
10 | 5 | 20 | [17 empty] | 0 | 0
10 | 5 | 21 | [17 empty] | 0 | 0
10 | 5 | 22 | [17 empty] | 0 | 0
10 | 5 | 23 | [17 empty] | 0 | 0
10 | 5 | 24 | [17 empty] | 0 | 0
10 | 6 | 1 | [17 empty] | 0 | 0
10 | 6 | 2 | [17 empty] | 0 | 0
10 | 6 | 3 | [17 empty] | 0 | 0
10 | 6 | 4 | [17 empty] | 0 | 0
10 | 6 | 5 | [17 empty] | 0 | 0
10 | 6 | 6 | [17 empty] | 0 | 0
10 | 6 | 7 | [17 empty] | 0 | 0
10 | 6 | 8 | [17 empty] | 0 | 0
10 | 6 | 9 | [17 empty] | 0 | 0
10 | 6 | 10 | [17 empty] | 0 | 0
10 | 6 | 11 | [17 empty] | 0 | 0
10 | 6 | 12 | [17 empty] | 0 | 0
10 | 6 | 13 | [17 empty] | 0 | 0
10 | 6 | 14 | [17 empty] | 0 | 0
10 | 6 | 15 | [17 empty] | 0 | 0
10 | 6 | 16 | [17 empty] | 0 | 0
10 | 6 | 17 | [17 empty] | 0 | 0
10 | 6 | 18 | [17 empty] | 0 | 0
10 | 6 | 19 | [17 empty] | 0 | 0
10 | 6 | 20 | [17 empty] | 0 | 0
10 | 6 | 21 | [17 empty] | 0 | 0
10 | 6 | 22 | [17 empty] | 0 | 0
10 | 6 | 23 | [17 empty] | 0 | 0
10 | 6 | 24 | [17 empty] | 0 | 0
10 | 7 | 1 | [17 empty] | 0 | 0
10 | 7 | 2 | [17 empty] | 0 | 0
10 | 7 | 3 | [17 empty] | 0 | 0
10 | 7 | 4 | [17 empty] | 0 | 0
10 | 7 | 5 | [17 empty] | 0 | 0
10 | 7 | 6 | [17 empty] | 0 | 0
10 | 7 | 7 | [17 empty] | 0 | 0
10 | 7 | 8 | [17 empty] | 0 | 0
10 | 7 | 9 | [17 empty] | 0 | 0
10 | 7 | 10 | [17 empty] | 0 | 0
10 | 7 | 11 | [17 empty] | 0 | 0
10 | 7 | 12 | [17 empty] | 0 | 0
10 | 7 | 13 | [17 empty] | 0 | 0
10 | 7 | 14 | [17 empty] | 0 | 0
10 | 7 | 15 | [17 empty] | 0 | 0
10 | 7 | 16 | [17 empty] | 0 | 0
10 | 7 | 17 | [17 empty] | 0 | 0
10 | 7 | 18 | [17 empty] | 0 | 0
10 | 7 | 19 | [17 empty] | 0 | 0
10 | 7 | 20 | [17 empty] | 0 | 0
10 | 7 | 21 | [17 empty] | 0 | 0
10 | 7 | 22 | [17 empty] | 0 | 0
10 | 7 | 23 | [17 empty] | 0 | 0
10 | 7 | 24 | [17 empty] | 0 | 0
10 | 8 | 1 | [17 empty] | 0 | 0
10 | 8 | 2 | [17 empty] | 0 | 0
10 | 8 | 3 | [17 empty] | 0 | 0
10 | 8 | 4 | [17 empty] | 0 | 0
10 | 8 | 5 | [17 empty] | 0 | 0
10 | 8 | 6 | [17 empty] | 0 | 0
10 | 8 | 7 | [17 empty] | 0 | 0
10 | 8 | 8 | [17 empty] | 0 | 0
10 | 8 | 9 | [17 empty] | 0 | 0
10 | 8 | 10 | [17 empty] | 0 | 0
10 | 8 | 11 | [17 empty] | 0 | 0
10 | 8 | 12 | [17 empty] | 0 | 0
10 | 8 | 13 | [17 empty] | 0 | 0
10 | 8 | 14 | [17 empty] | 0 | 0
10 | 8 | 15 | [17 empty] | 0 | 0
10 | 8 | 16 | [17 empty] | 0 | 0
10 | 8 | 17 | [17 empty] | 0 | 0
10 | 8 | 18 | [17 empty] | 0 | 0
10 | 8 | 19 | [17 empty] | 0 | 0
10 | 8 | 20 | [17 empty] | 0 | 0
10 | 8 | 21 | [17 empty] | 0 | 0
10 | 8 | 22 | [17 empty] | 0 | 0
10 | 8 | 23 | [17 empty] | 0 | 0
10 | 8 | 24 | [17 empty] | 0 | 0
10 | 9 | 1 | [17 empty] | 0 | 0
10 | 9 | 2 | [17 empty] | 0 | 0
10 | 9 | 3 | [17 empty] | 0 | 0
10 | 9 | 4 | [17 empty] | 0 | 0
10 | 9 | 5 | [17 empty] | 0 | 0
10 | 9 | 6 | [17 empty] | 0 | 0
10 | 9 | 7 | [17 empty] | 0 | 0
10 | 9 | 8 | [17 empty] | 0 | 0
10 | 9 | 9 | [17 empty] | 0 | 0
10 | 9 | 10 | [17 empty] | 0 | 0
10 | 9 | 11 | [17 empty] | 0 | 0
10 | 9 | 12 | [17 empty] | 0 | 0
10 | 9 | 13 | [17 empty] | 0 | 0
10 | 9 | 14 | [17 empty] | 0 | 0
10 | 9 | 15 | [17 empty] | 0 | 0
10 | 9 | 16 | [17 empty] | 0 | 0
10 | 9 | 17 | [17 empty] | 0 | 0
10 | 9 | 18 | [17 empty] | 0 | 0
10 | 9 | 19 | [17 empty] | 0 | 0
10 | 9 | 20 | [17 empty] | 0 | 0
10 | 9 | 21 | [17 empty] | 0 | 0
10 | 9 | 22 | [17 empty] | 0 | 0
10 | 9 | 23 | [17 empty] | 0 | 0
10 | 9 | 24 | [17 empty] | 0 | 0
10 | 10 | 1 | [17 empty] | 0 | 0
10 | 10 | 2 | [17 empty] | 0 | 0
10 | 10 | 3 | [17 empty] | 0 | 0
10 | 10 | 4 | [17 empty] | 0 | 0
10 | 10 | 5 | [17 empty] | 0 | 0
10 | 10 | 6 | [17 empty] | 0 | 0
10 | 10 | 7 | [17 empty] | 0 | 0
10 | 10 | 8 | [17 empty] | 0 | 0
10 | 10 | 9 | [17 empty] | 0 | 0
10 | 10 | 10 | [17 empty] | 0 | 0
10 | 10 | 11 | [17 empty] | 0 | 0
10 | 10 | 12 | [17 empty] | 0 | 0
10 | 10 | 13 | [17 empty] | 0 | 0
10 | 10 | 14 | [17 empty] | 0 | 0
10 | 10 | 15 | [17 empty] | 0 | 0
10 | 10 | 16 | [17 empty] | 0 | 0
10 | 10 | 17 | [17 empty] | 0 | 0
10 | 10 | 18 | [17 empty] | 0 | 0
10 | 10 | 19 | [17 empty] | 0 | 0
10 | 10 | 20 | [17 empty] | 0 | 0
10 | 10 | 21 | [17 empty] | 0 | 0
10 | 10 | 22 | [17 empty] | 0 | 0
10 | 10 | 23 | [17 empty] | 0 | 0
10 | 10 | 24 | [17 empty] | 0 | 0
10 | 11 | 1 | [17 empty] | 0 | 0
10 | 11 | 2 | [17 empty] | 0 | 0
10 | 11 | 3 | [17 empty] | 0 | 0
10 | 11 | 4 | [17 empty] | 0 | 0
10 | 11 | 5 | [17 empty] | 0 | 0
10 | 11 | 6 | [17 empty] | 0 | 0
10 | 11 | 7 | [17 empty] | 0 | 0
10 | 11 | 8 | [17 empty] | 0 | 0
10 | 11 | 9 | [17 empty] | 0 | 0
10 | 11 | 10 | [17 empty] | 0 | 0
10 | 11 | 11 | [17 empty] | 0 | 0
10 | 11 | 12 | [17 empty] | 0 | 0
10 | 11 | 13 | [17 empty] | 0 | 0
10 | 11 | 14 | [17 empty] | 0 | 0
10 | 11 | 15 | [17 empty] | 0 | 0
10 | 11 | 16 | [17 empty] | 0 | 0
10 | 11 | 17 | [17 empty] | 0 | 0
10 | 11 | 18 | [17 empty] | 0 | 0
10 | 11 | 19 | [17 empty] | 0 | 0
10 | 11 | 20 | [17 empty] | 0 | 0
10 | 11 | 21 | [17 empty] | 0 | 0
10 | 11 | 22 | [17 empty] | 0 | 0
10 | 11 | 23 | [17 empty] | 0 | 0
10 | 11 | 24 | [17 empty] | 0 | 0
10 | 12 | 1 | [17 empty] | 0 | 0
10 | 12 | 2 | [17 empty] | 0 | 0
10 | 12 | 3 | [17 empty] | 0 | 0
10 | 12 | 4 | [17 empty] | 0 | 0
10 | 12 | 5 | [17 empty] | 0 | 0
10 | 12 | 6 | [17 empty] | 0 | 0
10 | 12 | 7 | [17 empty] | 0 | 0
10 | 12 | 8 | [17 empty] | 0 | 0
10 | 12 | 9 | [17 empty] | 0 | 0
10 | 12 | 10 | [17 empty] | 0 | 0
10 | 12 | 11 | [17 empty] | 0 | 0
10 | 12 | 12 | [17 empty] | 0 | 0
10 | 12 | 13 | [17 empty] | 0 | 0
10 | 12 | 14 | [17 empty] | 0 | 0
10 | 12 | 15 | [17 empty] | 0 | 0
10 | 12 | 16 | [17 empty] | 0 | 0
10 | 12 | 17 | [17 empty] | 0 | 0
10 | 12 | 18 | [17 empty] | 0 | 0
10 | 12 | 19 | [17 empty] | 0 | 0
10 | 12 | 20 | [17 empty] | 0 | 0
10 | 12 | 21 | [17 empty] | 0 | 0
10 | 12 | 22 | [17 empty] | 0 | 0
10 | 12 | 23 | [17 empty] | 0 | 0
10 | 12 | 24 | [17 empty] | 0 | 0
10 | 13 | 1 | [17 empty] | 0 | 0
10 | 13 | 2 | [17 empty] | 0 | 0
10 | 13 | 3 | [17 empty] | 0 | 0
10 | 13 | 4 | [17 empty] | 0 | 0
10 | 13 | 5 | [17 empty] | 0 | 0
10 | 13 | 6 | [17 empty] | 0 | 0
10 | 13 | 7 | [17 empty] | 0 | 0
10 | 13 | 8 | [17 empty] | 0 | 0
10 | 13 | 9 | [17 empty] | 0 | 0
10 | 13 | 10 | [17 empty] | 0 | 0
10 | 13 | 11 | [17 empty] | 0 | 0
10 | 13 | 12 | [17 empty] | 0 | 0
10 | 13 | 13 | [17 empty] | 0 | 0
10 | 13 | 14 | [17 empty] | 0 | 0
10 | 13 | 15 | [17 empty] | 0 | 0
10 | 13 | 16 | [17 empty] | 0 | 0
10 | 13 | 17 | [17 empty] | 0 | 0
10 | 13 | 18 | [17 empty] | 0 | 0
10 | 13 | 19 | [17 empty] | 0 | 0
10 | 13 | 20 | [17 empty] | 0 | 0
10 | 13 | 21 | [17 empty] | 0 | 0
10 | 13 | 22 | [17 empty] | 0 | 0
10 | 13 | 23 | [17 empty] | 0 | 0
10 | 13 | 24 | [17 empty] | 0 | 0
10 | 14 | 1 | [17 empty] | 0 | 0
10 | 14 | 2 | [17 empty] | 0 | 0
10 | 14 | 3 | [17 empty] | 0 | 0
10 | 14 | 4 | [17 empty] | 0 | 0
10 | 14 | 5 | [17 empty] | 0 | 0
10 | 14 | 6 | [17 empty] | 0 | 0
10 | 14 | 7 | [17 empty] | 0 | 0
10 | 14 | 8 | [17 empty] | 0 | 0
10 | 14 | 9 | [17 empty] | 0 | 0
10 | 14 | 10 | [17 empty] | 0 | 0
10 | 14 | 11 | [17 empty] | 0 | 0
10 | 14 | 12 | [17 empty] | 0 | 0
10 | 14 | 13 | [17 empty] | 0 | 0
10 | 14 | 14 | [17 empty] | 0 | 0
10 | 14 | 15 | [17 empty] | 0 | 0
10 | 14 | 16 | [17 empty] | 0 | 0
10 | 14 | 17 | [17 empty] | 0 | 0
10 | 14 | 18 | [17 empty] | 0 | 0
10 | 14 | 19 | [17 empty] | 0 | 0
10 | 14 | 20 | [17 empty] | 0 | 0
10 | 14 | 21 | [17 empty] | 0 | 0
10 | 14 | 22 | [17 empty] | 0 | 0
10 | 14 | 23 | [17 empty] | 0 | 0
10 | 14 | 24 | [17 empty] | 0 | 0
10 | 15 | 1 | [17 empty] | 0 | 0
10 | 15 | 2 | [17 empty] | 0 | 0
10 | 15 | 3 | [17 empty] | 0 | 0
10 | 15 | 4 | [17 empty] | 0 | 0
10 | 15 | 5 | [17 empty] | 0 | 0
10 | 15 | 6 | [17 empty] | 0 | 0
10 | 15 | 7 | [17 empty] | 0 | 0
10 | 15 | 8 | [17 empty] | 0 | 0
10 | 15 | 9 | [17 empty] | 0 | 0
10 | 15 | 10 | [17 empty] | 0 | 0
10 | 15 | 11 | [17 empty] | 0 | 0
10 | 15 | 12 | [17 empty] | 0 | 0
10 | 15 | 13 | [17 empty] | 0 | 0
10 | 15 | 14 | [17 empty] | 0 | 0
10 | 15 | 15 | [17 empty] | 0 | 0
10 | 15 | 16 | [17 empty] | 0 | 0
10 | 15 | 17 | [17 empty] | 0 | 0
10 | 15 | 18 | [17 empty] | 0 | 0
10 | 15 | 19 | [17 empty] | 0 | 0
10 | 15 | 20 | [17 empty] | 0 | 0
10 | 15 | 21 | [17 empty] | 0 | 0
10 | 15 | 22 | [17 empty] | 0 | 0
10 | 15 | 23 | [17 empty] | 0 | 0
10 | 15 | 24 | [17 empty] | 0 | 0
10 | 16 | 1 | [17 empty] | 0 | 0
10 | 16 | 2 | [17 empty] | 0 | 0
10 | 16 | 3 | [17 empty] | 0 | 0
10 | 16 | 4 | [17 empty] | 0 | 0
10 | 16 | 5 | [17 empty] | 0 | 0
10 | 16 | 6 | [17 empty] | 0 | 0
10 | 16 | 7 | [17 empty] | 0 | 0
10 | 16 | 8 | [17 empty] | 0 | 0
10 | 16 | 9 | [17 empty] | 0 | 0
10 | 16 | 10 | [17 empty] | 0 | 0
10 | 16 | 11 | [17 empty] | 0 | 0
10 | 16 | 12 | [17 empty] | 0 | 0
10 | 16 | 13 | [17 empty] | 0 | 0
10 | 16 | 14 | [17 empty] | 0 | 0
10 | 16 | 15 | [17 empty] | 0 | 0
10 | 16 | 16 | [17 empty] | 0 | 0
10 | 16 | 17 | [17 empty] | 0 | 0
10 | 16 | 18 | [17 empty] | 0 | 0
10 | 16 | 19 | [17 empty] | 0 | 0
10 | 16 | 20 | [17 empty] | 0 | 0
10 | 16 | 21 | [17 empty] | 0 | 0
10 | 16 | 22 | [17 empty] | 0 | 0
10 | 16 | 23 | [17 empty] | 0 | 0
10 | 16 | 24 | [17 empty] | 0 | 0
10 | 17 | 1 | [17 empty] | 0 | 0
10 | 17 | 2 | [17 empty] | 0 | 0
10 | 17 | 3 | [17 empty] | 0 | 0
10 | 17 | 4 | [17 empty] | 0 | 0
10 | 17 | 5 | [17 empty] | 0 | 0
10 | 17 | 6 | [17 empty] | 0 | 0
10 | 17 | 7 | [17 empty] | 0 | 0
10 | 17 | 8 | [17 empty] | 0 | 0
10 | 17 | 9 | [17 empty] | 0 | 0
10 | 17 | 10 | [17 empty] | 0 | 0
10 | 17 | 11 | [17 empty] | 0 | 0
10 | 17 | 12 | [17 empty] | 0 | 0
10 | 17 | 13 | [17 empty] | 0 | 0
10 | 17 | 14 | [17 empty] | 0 | 0
10 | 17 | 15 | [17 empty] | 0 | 0
10 | 17 | 16 | [17 empty] | 0 | 0
10 | 17 | 17 | [17 empty] | 0 | 0
10 | 17 | 18 | [17 empty] | 0 | 0
10 | 17 | 19 | [17 empty] | 0 | 0
10 | 17 | 20 | [17 empty] | 0 | 0
10 | 17 | 21 | [17 empty] | 0 | 0
10 | 17 | 22 | [17 empty] | 0 | 0
10 | 17 | 23 | [17 empty] | 0 | 0
10 | 17 | 24 | [17 empty] | 0 | 0
10 | 18 | 1 | [17 empty] | 0 | 0
10 | 18 | 2 | [17 empty] | 0 | 0
10 | 18 | 3 | [17 empty] | 0 | 0
10 | 18 | 4 | [17 empty] | 0 | 0
10 | 18 | 5 | [17 empty] | 0 | 0
10 | 18 | 6 | [17 empty] | 0 | 0
10 | 18 | 7 | [17 empty] | 0 | 0
10 | 18 | 8 | [17 empty] | 0 | 0
10 | 18 | 9 | [17 empty] | 0 | 0
10 | 18 | 10 | [17 empty] | 0 | 0
10 | 18 | 11 | [17 empty] | 0 | 0
10 | 18 | 12 | [17 empty] | 0 | 0
10 | 18 | 13 | [17 empty] | 0 | 0
10 | 18 | 14 | [17 empty] | 0 | 0
10 | 18 | 15 | [17 empty] | 0 | 0
10 | 18 | 16 | [17 empty] | 0 | 0
10 | 18 | 17 | [17 empty] | 0 | 0
10 | 18 | 18 | [17 empty] | 0 | 0
10 | 18 | 19 | [17 empty] | 0 | 0
10 | 18 | 20 | [17 empty] | 0 | 0
10 | 18 | 21 | [17 empty] | 0 | 0
10 | 18 | 22 | [17 empty] | 0 | 0
10 | 18 | 23 | [17 empty] | 0 | 0
10 | 18 | 24 | [17 empty] | 0 | 0
10 | 19 | 1 | [17 empty] | 0 | 0
10 | 19 | 2 | [17 empty] | 0 | 0
10 | 19 | 3 | [17 empty] | 0 | 0
10 | 19 | 4 | [17 empty] | 0 | 0
10 | 19 | 5 | [17 empty] | 0 | 0
10 | 19 | 6 | [17 empty] | 0 | 0
10 | 19 | 7 | [17 empty] | 0 | 0
10 | 19 | 8 | [17 empty] | 0 | 0
10 | 19 | 9 | [17 empty] | 0 | 0
10 | 19 | 10 | [17 empty] | 0 | 0
10 | 19 | 11 | [17 empty] | 0 | 0
10 | 19 | 12 | [17 empty] | 0 | 0
10 | 19 | 13 | [17 empty] | 0 | 0
10 | 19 | 14 | [17 empty] | 0 | 0
10 | 19 | 15 | [17 empty] | 0 | 0
10 | 19 | 16 | [17 empty] | 0 | 0
10 | 19 | 17 | [17 empty] | 0 | 0
10 | 19 | 18 | [17 empty] | 0 | 0
10 | 19 | 19 | [17 empty] | 0 | 0
10 | 19 | 20 | [17 empty] | 0 | 0
10 | 19 | 21 | [17 empty] | 0 | 0
10 | 19 | 22 | [17 empty] | 0 | 0
10 | 19 | 23 | [17 empty] | 0 | 0
10 | 19 | 24 | [17 empty] | 0 | 0
10 | 20 | 1 | [17 empty] | 0 | 0
10 | 20 | 2 | [17 empty] | 0 | 0
10 | 20 | 3 | [17 empty] | 0 | 0
10 | 20 | 4 | [17 empty] | 0 | 0
10 | 20 | 5 | [17 empty] | 0 | 0
10 | 20 | 6 | [17 empty] | 0 | 0
10 | 20 | 7 | [17 empty] | 0 | 0
10 | 20 | 8 | [17 empty] | 0 | 0
10 | 20 | 9 | [17 empty] | 0 | 0
10 | 20 | 10 | [17 empty] | 0 | 0
10 | 20 | 11 | [17 empty] | 0 | 0
10 | 20 | 12 | [17 empty] | 0 | 0
10 | 20 | 13 | [17 empty] | 0 | 0
10 | 20 | 14 | [17 empty] | 0 | 0
10 | 20 | 15 | [17 empty] | 0 | 0
10 | 20 | 16 | [17 empty] | 0 | 0
10 | 20 | 17 | [17 empty] | 0 | 0
10 | 20 | 18 | [17 empty] | 0 | 0
10 | 20 | 19 | [17 empty] | 0 | 0
10 | 20 | 20 | [17 empty] | 0 | 0
10 | 20 | 21 | [17 empty] | 0 | 0
10 | 20 | 22 | [17 empty] | 0 | 0
10 | 20 | 23 | [17 empty] | 0 | 0
10 | 20 | 24 | [17 empty] | 0 | 0
10 | 21 | 1 | [17 empty] | 0 | 0
10 | 21 | 2 | [17 empty] | 0 | 0
10 | 21 | 3 | [17 empty] | 0 | 0
10 | 21 | 4 | [17 empty] | 0 | 0
10 | 21 | 5 | [17 empty] | 0 | 0
10 | 21 | 6 | [17 empty] | 0 | 0
10 | 21 | 7 | [17 empty] | 0 | 0
10 | 21 | 8 | [17 empty] | 0 | 0
10 | 21 | 9 | [17 empty] | 0 | 0
10 | 21 | 10 | [17 empty] | 0 | 0
10 | 21 | 11 | [17 empty] | 0 | 0
10 | 21 | 12 | [17 empty] | 0 | 0
10 | 21 | 13 | [17 empty] | 0 | 0
10 | 21 | 14 | [17 empty] | 0 | 0
10 | 21 | 15 | [17 empty] | 0 | 0
10 | 21 | 16 | [17 empty] | 0 | 0
10 | 21 | 17 | [17 empty] | 0 | 0
10 | 21 | 18 | [17 empty] | 0 | 0
10 | 21 | 19 | [17 empty] | 0 | 0
10 | 21 | 20 | [17 empty] | 0 | 0
10 | 21 | 21 | [17 empty] | 0 | 0
10 | 21 | 22 | [17 empty] | 0 | 0
10 | 21 | 23 | [17 empty] | 0 | 0
10 | 21 | 24 | [17 empty] | 0 | 0
10 | 22 | 1 | [17 empty] | 0 | 0
10 | 22 | 2 | [17 empty] | 0 | 0
10 | 22 | 3 | [17 empty] | 0 | 0
10 | 22 | 4 | [17 empty] | 0 | 0
10 | 22 | 5 | [17 empty] | 0 | 0
10 | 22 | 6 | [17 empty] | 0 | 0
10 | 22 | 7 | [17 empty] | 0 | 0
10 | 22 | 8 | [17 empty] | 0 | 0
10 | 22 | 9 | [17 empty] | 0 | 0
10 | 22 | 10 | [17 empty] | 0 | 0
10 | 22 | 11 | [17 empty] | 0 | 0
10 | 22 | 12 | [17 empty] | 0 | 0
10 | 22 | 13 | [17 empty] | 0 | 0
10 | 22 | 14 | [17 empty] | 0 | 0
10 | 22 | 15 | [17 empty] | 0 | 0
10 | 22 | 16 | [17 empty] | 0 | 0
10 | 22 | 17 | [17 empty] | 0 | 0
10 | 22 | 18 | [17 empty] | 0 | 0
10 | 22 | 19 | [17 empty] | 0 | 0
10 | 22 | 20 | [17 empty] | 0 | 0
10 | 22 | 21 | [17 empty] | 0 | 0
10 | 22 | 22 | [17 empty] | 0 | 0
10 | 22 | 23 | [17 empty] | 0 | 0
10 | 22 | 24 | [17 empty] | 0 | 0
10 | 23 | 1 | [17 empty] | 0 | 0
10 | 23 | 2 | [17 empty] | 0 | 0
10 | 23 | 3 | [17 empty] | 0 | 0
10 | 23 | 4 | [17 empty] | 0 | 0
10 | 23 | 5 | [17 empty] | 0 | 0
10 | 23 | 6 | [17 empty] | 0 | 0
10 | 23 | 7 | [17 empty] | 0 | 0
10 | 23 | 8 | [17 empty] | 0 | 0
10 | 23 | 9 | [17 empty] | 0 | 0
10 | 23 | 10 | [17 empty] | 0 | 0
10 | 23 | 11 | [17 empty] | 0 | 0
10 | 23 | 12 | [17 empty] | 0 | 0
10 | 23 | 13 | [17 empty] | 0 | 0
10 | 23 | 14 | [17 empty] | 0 | 0
10 | 23 | 15 | [17 empty] | 0 | 0
10 | 23 | 16 | [17 empty] | 0 | 0
10 | 23 | 17 | [17 empty] | 0 | 0
10 | 23 | 18 | [17 empty] | 0 | 0
10 | 23 | 19 | [17 empty] | 0 | 0
10 | 23 | 20 | [17 empty] | 0 | 0
10 | 23 | 21 | [17 empty] | 0 | 0
10 | 23 | 22 | [17 empty] | 0 | 0
10 | 23 | 23 | [17 empty] | 0 | 0
10 | 23 | 24 | [17 empty] | 0 | 0
10 | 24 | 1 | [17 empty] | 0 | 0
10 | 24 | 2 | [17 empty] | 0 | 0
10 | 24 | 3 | [17 empty] | 0 | 0
10 | 24 | 4 | [17 empty] | 0 | 0
10 | 24 | 5 | [17 empty] | 0 | 0
10 | 24 | 6 | [17 empty] | 0 | 0
10 | 24 | 7 | [17 empty] | 0 | 0
10 | 24 | 8 | [17 empty] | 0 | 0
10 | 24 | 9 | [17 empty] | 0 | 0
10 | 24 | 10 | [17 empty] | 0 | 0
10 | 24 | 11 | [17 empty] | 0 | 0
10 | 24 | 12 | [17 empty] | 0 | 0
10 | 24 | 13 | [17 empty] | 0 | 0
10 | 24 | 14 | [17 empty] | 0 | 0
10 | 24 | 15 | [17 empty] | 0 | 0
10 | 24 | 16 | [17 empty] | 0 | 0
10 | 24 | 17 | [17 empty] | 0 | 0
10 | 24 | 18 | [17 empty] | 0 | 0
10 | 24 | 19 | [17 empty] | 0 | 0
10 | 24 | 20 | [17 empty] | 0 | 0
10 | 24 | 21 | [17 empty] | 0 | 0
10 | 24 | 22 | [17 empty] | 0 | 0
10 | 24 | 23 | [17 empty] | 0 | 0
10 | 24 | 24 | [17 empty] | 0 | 0
10 | 25 | 1 | [17 empty] | 0 | 0
10 | 25 | 2 | [17 empty] | 0 | 0
10 | 25 | 3 | [17 empty] | 0 | 0
10 | 25 | 4 | [17 empty] | 0 | 0
10 | 25 | 5 | [17 empty] | 0 | 0
10 | 25 | 6 | [17 empty] | 0 | 0
10 | 25 | 7 | [17 empty] | 0 | 0
10 | 25 | 8 | [17 empty] | 0 | 0
10 | 25 | 9 | [17 empty] | 0 | 0
10 | 25 | 10 | [17 empty] | 0 | 0
10 | 25 | 11 | [17 empty] | 0 | 0
10 | 25 | 12 | [17 empty] | 0 | 0
10 | 25 | 13 | [17 empty] | 0 | 0
10 | 25 | 14 | [17 empty] | 0 | 0
10 | 25 | 15 | [17 empty] | 0 | 0
10 | 25 | 16 | [17 empty] | 0 | 0
10 | 25 | 17 | [17 empty] | 0 | 0
10 | 25 | 18 | [17 empty] | 0 | 0
10 | 25 | 19 | [17 empty] | 0 | 0
10 | 25 | 20 | [17 empty] | 0 | 0
10 | 25 | 21 | [17 empty] | 0 | 0
10 | 25 | 22 | [17 empty] | 0 | 0
10 | 25 | 23 | [17 empty] | 0 | 0
10 | 25 | 24 | [17 empty] | 0 | 0
10 | 26 | 1 | [17 empty] | 0 | 0
10 | 26 | 2 | [17 empty] | 0 | 0
10 | 26 | 3 | [17 empty] | 0 | 0
10 | 26 | 4 | [17 empty] | 0 | 0
10 | 26 | 5 | [17 empty] | 0 | 0
10 | 26 | 6 | [17 empty] | 0 | 0
10 | 26 | 7 | [17 empty] | 0 | 0
10 | 26 | 8 | [17 empty] | 0 | 0
10 | 26 | 9 | [17 empty] | 0 | 0
10 | 26 | 10 | [17 empty] | 0 | 0
10 | 26 | 11 | [17 empty] | 0 | 0
10 | 26 | 12 | [17 empty] | 0 | 0
10 | 26 | 13 | [17 empty] | 0 | 0
10 | 26 | 14 | [17 empty] | 0 | 0
10 | 26 | 15 | [17 empty] | 0 | 0
10 | 26 | 16 | [17 empty] | 0 | 0
10 | 26 | 17 | [17 empty] | 0 | 0
10 | 26 | 18 | [17 empty] | 0 | 0
10 | 26 | 19 | [17 empty] | 0 | 0
10 | 26 | 20 | [17 empty] | 0 | 0
10 | 26 | 21 | [17 empty] | 0 | 0
10 | 26 | 22 | [17 empty] | 0 | 0
10 | 26 | 23 | [17 empty] | 0 | 0
10 | 26 | 24 | [17 empty] | 0 | 0
10 | 27 | 1 | [17 empty] | 0 | 0
10 | 27 | 2 | [17 empty] | 0 | 0
10 | 27 | 3 | [17 empty] | 0 | 0
10 | 27 | 4 | [17 empty] | 0 | 0
10 | 27 | 5 | [17 empty] | 0 | 0
10 | 27 | 6 | [17 empty] | 0 | 0
10 | 27 | 7 | [17 empty] | 0 | 0
10 | 27 | 8 | [17 empty] | 0 | 0
10 | 27 | 9 | [17 empty] | 0 | 0
10 | 27 | 10 | [17 empty] | 0 | 0
10 | 27 | 11 | [17 empty] | 0 | 0
10 | 27 | 12 | [17 empty] | 0 | 0
10 | 27 | 13 | [17 empty] | 0 | 0
10 | 27 | 14 | [17 empty] | 0 | 0
10 | 27 | 15 | [17 empty] | 0 | 0
10 | 27 | 16 | [17 empty] | 0 | 0
10 | 27 | 17 | [17 empty] | 0 | 0
10 | 27 | 18 | [17 empty] | 0 | 0
10 | 27 | 19 | [17 empty] | 0 | 0
10 | 27 | 20 | [17 empty] | 0 | 0
10 | 27 | 21 | [17 empty] | 0 | 0
10 | 27 | 22 | [17 empty] | 0 | 0
10 | 27 | 23 | [17 empty] | 0 | 0
10 | 27 | 24 | [17 empty] | 0 | 0
10 | 28 | 1 | [17 empty] | 0 | 0
10 | 28 | 2 | [17 empty] | 0 | 0
10 | 28 | 3 | [17 empty] | 0 | 0
10 | 28 | 4 | [17 empty] | 0 | 0
10 | 28 | 5 | [17 empty] | 0 | 0
10 | 28 | 6 | [17 empty] | 0 | 0
10 | 28 | 7 | [17 empty] | 0 | 0
10 | 28 | 8 | [17 empty] | 0 | 0
10 | 28 | 9 | [17 empty] | 0 | 0
10 | 28 | 10 | [17 empty] | 0 | 0
10 | 28 | 11 | [17 empty] | 0 | 0
10 | 28 | 12 | [17 empty] | 0 | 0
10 | 28 | 13 | [17 empty] | 0 | 0
10 | 28 | 14 | [17 empty] | 0 | 0
10 | 28 | 15 | [17 empty] | 0 | 0
10 | 28 | 16 | [17 empty] | 0 | 0
10 | 28 | 17 | [17 empty] | 0 | 0
10 | 28 | 18 | [17 empty] | 0 | 0
10 | 28 | 19 | [17 empty] | 0 | 0
10 | 28 | 20 | [17 empty] | 0 | 0
10 | 28 | 21 | [17 empty] | 0 | 0
10 | 28 | 22 | [17 empty] | 0 | 0
10 | 28 | 23 | [17 empty] | 0 | 0
10 | 28 | 24 | [17 empty] | 0 | 0
10 | 29 | 1 | [17 empty] | 0 | 0
10 | 29 | 2 | [17 empty] | 0 | 0
10 | 29 | 3 | [17 empty] | 0 | 0
10 | 29 | 4 | [17 empty] | 0 | 0
10 | 29 | 5 | [17 empty] | 0 | 0
10 | 29 | 6 | [17 empty] | 0 | 0
10 | 29 | 7 | [17 empty] | 0 | 0
10 | 29 | 8 | [17 empty] | 0 | 0
10 | 29 | 9 | [17 empty] | 0 | 0
10 | 29 | 10 | [17 empty] | 0 | 0
10 | 29 | 11 | [17 empty] | 0 | 0
10 | 29 | 12 | [17 empty] | 0 | 0
10 | 29 | 13 | [17 empty] | 0 | 0
10 | 29 | 14 | [17 empty] | 0 | 0
10 | 29 | 15 | [17 empty] | 0 | 0
10 | 29 | 16 | [17 empty] | 0 | 0
10 | 29 | 17 | [17 empty] | 0 | 0
10 | 29 | 18 | [17 empty] | 0 | 0
10 | 29 | 19 | [17 empty] | 0 | 0
10 | 29 | 20 | [17 empty] | 0 | 0
10 | 29 | 21 | [17 empty] | 0 | 0
10 | 29 | 22 | [17 empty] | 0 | 0
10 | 29 | 23 | [17 empty] | 0 | 0
10 | 29 | 24 | [17 empty] | 0 | 0
10 | 30 | 1 | [17 empty] | 0 | 0
10 | 30 | 2 | [17 empty] | 0 | 0
10 | 30 | 3 | [17 empty] | 0 | 0
10 | 30 | 4 | [17 empty] | 0 | 0
10 | 30 | 5 | [17 empty] | 0 | 0
10 | 30 | 6 | [17 empty] | 0 | 0
10 | 30 | 7 | [17 empty] | 0 | 0
10 | 30 | 8 | [17 empty] | 0 | 0
10 | 30 | 9 | [17 empty] | 0 | 0
10 | 30 | 10 | [17 empty] | 0 | 0
10 | 30 | 11 | [17 empty] | 0 | 0
10 | 30 | 12 | [17 empty] | 0 | 0
10 | 30 | 13 | [17 empty] | 0 | 0
10 | 30 | 14 | [17 empty] | 0 | 0
10 | 30 | 15 | [17 empty] | 0 | 0
10 | 30 | 16 | [17 empty] | 0 | 0
10 | 30 | 17 | [17 empty] | 0 | 0
10 | 30 | 18 | [17 empty] | 0 | 0
10 | 30 | 19 | [17 empty] | 0 | 0
10 | 30 | 20 | [17 empty] | 0 | 0
10 | 30 | 21 | [17 empty] | 0 | 0
10 | 30 | 22 | [17 empty] | 0 | 0
10 | 30 | 23 | [17 empty] | 0 | 0
10 | 30 | 24 | [17 empty] | 0 | 0
10 | 31 | 1 | [17 empty] | 0 | 0
10 | 31 | 2 | [17 empty] | 0 | 0
10 | 31 | 3 | [17 empty] | 0 | 0
10 | 31 | 4 | [17 empty] | 0 | 0
10 | 31 | 5 | [17 empty] | 0 | 0
10 | 31 | 6 | [17 empty] | 0 | 0
10 | 31 | 7 | [17 empty] | 0 | 0
10 | 31 | 8 | [17 empty] | 0 | 0
10 | 31 | 9 | [17 empty] | 0 | 0
10 | 31 | 10 | [17 empty] | 0 | 0
10 | 31 | 11 | [17 empty] | 0 | 0
10 | 31 | 12 | [17 empty] | 0 | 0
10 | 31 | 13 | [17 empty] | 0 | 0
10 | 31 | 14 | [17 empty] | 0 | 0
10 | 31 | 15 | [17 empty] | 0 | 0
10 | 31 | 16 | [17 empty] | 0 | 0
10 | 31 | 17 | [17 empty] | 0 | 0
10 | 31 | 18 | [17 empty] | 0 | 0
10 | 31 | 19 | [17 empty] | 0 | 0
10 | 31 | 20 | [17 empty] | 0 | 0
10 | 31 | 21 | [17 empty] | 0 | 0
10 | 31 | 22 | [17 empty] | 0 | 0
10 | 31 | 23 | [17 empty] | 0 | 0
10 | 31 | 24 | [17 empty] | 0 | 0
11 | 1 | 1 | [17 empty] | 0 | 0
11 | 1 | 2 | [17 empty] | 0 | 0
11 | 1 | 3 | [17 empty] | 0 | 0
11 | 1 | 4 | [17 empty] | 0 | 0
11 | 1 | 5 | [17 empty] | 0 | 0
11 | 1 | 6 | [17 empty] | 0 | 0
11 | 1 | 7 | [17 empty] | 0 | 0
11 | 1 | 8 | [17 empty] | 0 | 0
11 | 1 | 9 | [17 empty] | 0 | 0
11 | 1 | 10 | [17 empty] | 0 | 0
11 | 1 | 11 | [17 empty] | 0 | 0
11 | 1 | 12 | [17 empty] | 0 | 0
11 | 1 | 13 | [17 empty] | 0 | 0
11 | 1 | 14 | [17 empty] | 0 | 0
11 | 1 | 15 | [17 empty] | 0 | 0
11 | 1 | 16 | [17 empty] | 0 | 0
11 | 1 | 17 | [17 empty] | 0 | 0
11 | 1 | 18 | [17 empty] | 0 | 0
11 | 1 | 19 | [17 empty] | 0 | 0
11 | 1 | 20 | [17 empty] | 0 | 0
11 | 1 | 21 | [17 empty] | 0 | 0
11 | 1 | 22 | [17 empty] | 0 | 0
11 | 1 | 23 | [17 empty] | 0 | 0
11 | 1 | 24 | [17 empty] | 0 | 0
11 | 2 | 1 | [17 empty] | 0 | 0
11 | 2 | 2 | [17 empty] | 0 | 0
11 | 2 | 3 | [17 empty] | 0 | 0
11 | 2 | 4 | [17 empty] | 0 | 0
11 | 2 | 5 | [17 empty] | 0 | 0
11 | 2 | 6 | [17 empty] | 0 | 0
11 | 2 | 7 | [17 empty] | 0 | 0
11 | 2 | 8 | [17 empty] | 0 | 0
11 | 2 | 9 | [17 empty] | 0 | 0
11 | 2 | 10 | [17 empty] | 0 | 0
11 | 2 | 11 | [17 empty] | 0 | 0
11 | 2 | 12 | [17 empty] | 0 | 0
11 | 2 | 13 | [17 empty] | 0 | 0
11 | 2 | 14 | [17 empty] | 0 | 0
11 | 2 | 15 | [17 empty] | 0 | 0
11 | 2 | 16 | [17 empty] | 0 | 0
11 | 2 | 17 | [17 empty] | 0 | 0
11 | 2 | 18 | [17 empty] | 0 | 0
11 | 2 | 19 | [17 empty] | 0 | 0
11 | 2 | 20 | [17 empty] | 0 | 0
11 | 2 | 21 | [17 empty] | 0 | 0
11 | 2 | 22 | [17 empty] | 0 | 0
11 | 2 | 23 | [17 empty] | 0 | 0
11 | 2 | 24 | [17 empty] | 0 | 0
11 | 3 | 1 | [17 empty] | 0 | 0
11 | 3 | 2 | [17 empty] | 0 | 0
11 | 3 | 3 | [17 empty] | 0 | 0
11 | 3 | 4 | [17 empty] | 0 | 0
11 | 3 | 5 | [17 empty] | 0 | 0
11 | 3 | 6 | [17 empty] | 0 | 0
11 | 3 | 7 | [17 empty] | 0 | 0
11 | 3 | 8 | [17 empty] | 0 | 0
11 | 3 | 9 | [17 empty] | 0 | 0
11 | 3 | 10 | [17 empty] | 0 | 0
11 | 3 | 11 | [17 empty] | 0 | 0
11 | 3 | 12 | [17 empty] | 0 | 0
11 | 3 | 13 | [17 empty] | 0 | 0
11 | 3 | 14 | [17 empty] | 0 | 0
11 | 3 | 15 | [17 empty] | 0 | 0
11 | 3 | 16 | [17 empty] | 0 | 0
11 | 3 | 17 | [17 empty] | 0 | 0
11 | 3 | 18 | [17 empty] | 0 | 0
11 | 3 | 19 | [17 empty] | 0 | 0
11 | 3 | 20 | [17 empty] | 0 | 0
11 | 3 | 21 | [17 empty] | 0 | 0
11 | 3 | 22 | [17 empty] | 0 | 0
11 | 3 | 23 | [17 empty] | 0 | 0
11 | 3 | 24 | [17 empty] | 0 | 0
11 | 4 | 1 | [17 empty] | 0 | 0
11 | 4 | 2 | [17 empty] | 0 | 0
11 | 4 | 3 | [17 empty] | 0 | 0
11 | 4 | 4 | [17 empty] | 0 | 0
11 | 4 | 5 | [17 empty] | 0 | 0
11 | 4 | 6 | [17 empty] | 0 | 0
11 | 4 | 7 | [17 empty] | 0 | 0
11 | 4 | 8 | [17 empty] | 0 | 0
11 | 4 | 9 | [17 empty] | 0 | 0
11 | 4 | 10 | [17 empty] | 0 | 0
11 | 4 | 11 | [17 empty] | 0 | 0
11 | 4 | 12 | [17 empty] | 0 | 0
11 | 4 | 13 | [17 empty] | 0 | 0
11 | 4 | 14 | [17 empty] | 0 | 0
11 | 4 | 15 | [17 empty] | 0 | 0
11 | 4 | 16 | [17 empty] | 0 | 0
11 | 4 | 17 | [17 empty] | 0 | 0
11 | 4 | 18 | [17 empty] | 0 | 0
11 | 4 | 19 | [17 empty] | 0 | 0
11 | 4 | 20 | [17 empty] | 0 | 0
11 | 4 | 21 | [17 empty] | 0 | 0
11 | 4 | 22 | [17 empty] | 0 | 0
11 | 4 | 23 | [17 empty] | 0 | 0
11 | 4 | 24 | [17 empty] | 0 | 0
11 | 5 | 1 | [17 empty] | 0 | 0
11 | 5 | 2 | [17 empty] | 0 | 0
11 | 5 | 3 | [17 empty] | 0 | 0
11 | 5 | 4 | [17 empty] | 0 | 0
11 | 5 | 5 | [17 empty] | 0 | 0
11 | 5 | 6 | [17 empty] | 0 | 0
11 | 5 | 7 | [17 empty] | 0 | 0
11 | 5 | 8 | [17 empty] | 0 | 0
11 | 5 | 9 | [17 empty] | 0 | 0
11 | 5 | 10 | [17 empty] | 0 | 0
11 | 5 | 11 | [17 empty] | 0 | 0
11 | 5 | 12 | [17 empty] | 0 | 0
11 | 5 | 13 | [17 empty] | 0 | 0
11 | 5 | 14 | [17 empty] | 0 | 0
11 | 5 | 15 | [17 empty] | 0 | 0
11 | 5 | 16 | [17 empty] | 0 | 0
11 | 5 | 17 | [17 empty] | 0 | 0
11 | 5 | 18 | [17 empty] | 0 | 0
11 | 5 | 19 | [17 empty] | 0 | 0
11 | 5 | 20 | [17 empty] | 0 | 0
11 | 5 | 21 | [17 empty] | 0 | 0
11 | 5 | 22 | [17 empty] | 0 | 0
11 | 5 | 23 | [17 empty] | 0 | 0
11 | 5 | 24 | [17 empty] | 0 | 0
11 | 6 | 1 | [17 empty] | 0 | 0
11 | 6 | 2 | [17 empty] | 0 | 0
11 | 6 | 3 | [17 empty] | 0 | 0
11 | 6 | 4 | [17 empty] | 0 | 0
11 | 6 | 5 | [17 empty] | 0 | 0
11 | 6 | 6 | [17 empty] | 0 | 0
11 | 6 | 7 | [17 empty] | 0 | 0
11 | 6 | 8 | [17 empty] | 0 | 0
11 | 6 | 9 | [17 empty] | 0 | 0
11 | 6 | 10 | [17 empty] | 0 | 0
11 | 6 | 11 | [17 empty] | 0 | 0
11 | 6 | 12 | [17 empty] | 0 | 0
11 | 6 | 13 | [17 empty] | 0 | 0
11 | 6 | 14 | [17 empty] | 0 | 0
11 | 6 | 15 | [17 empty] | 0 | 0
11 | 6 | 16 | [17 empty] | 0 | 0
11 | 6 | 17 | [17 empty] | 0 | 0
11 | 6 | 18 | [17 empty] | 0 | 0
11 | 6 | 19 | [17 empty] | 0 | 0
11 | 6 | 20 | [17 empty] | 0 | 0
11 | 6 | 21 | [17 empty] | 0 | 0
11 | 6 | 22 | [17 empty] | 0 | 0
11 | 6 | 23 | [17 empty] | 0 | 0
11 | 6 | 24 | [17 empty] | 0 | 0
11 | 7 | 1 | [17 empty] | 0 | 0
11 | 7 | 2 | [17 empty] | 0 | 0
11 | 7 | 3 | [17 empty] | 0 | 0
11 | 7 | 4 | [17 empty] | 0 | 0
11 | 7 | 5 | [17 empty] | 0 | 0
11 | 7 | 6 | [17 empty] | 0 | 0
11 | 7 | 7 | [17 empty] | 0 | 0
11 | 7 | 8 | [17 empty] | 0 | 0
11 | 7 | 9 | [17 empty] | 0 | 0
11 | 7 | 10 | [17 empty] | 0 | 0
11 | 7 | 11 | [17 empty] | 0 | 0
11 | 7 | 12 | [17 empty] | 0 | 0
11 | 7 | 13 | [17 empty] | 0 | 0
11 | 7 | 14 | [17 empty] | 0 | 0
11 | 7 | 15 | [17 empty] | 0 | 0
11 | 7 | 16 | [17 empty] | 0 | 0
11 | 7 | 17 | [17 empty] | 0 | 0
11 | 7 | 18 | [17 empty] | 0 | 0
11 | 7 | 19 | [17 empty] | 0 | 0
11 | 7 | 20 | [17 empty] | 0 | 0
11 | 7 | 21 | [17 empty] | 0 | 0
11 | 7 | 22 | [17 empty] | 0 | 0
11 | 7 | 23 | [17 empty] | 0 | 0
11 | 7 | 24 | [17 empty] | 0 | 0
11 | 8 | 1 | [17 empty] | 0 | 0
11 | 8 | 2 | [17 empty] | 0 | 0
11 | 8 | 3 | [17 empty] | 0 | 0
11 | 8 | 4 | [17 empty] | 0 | 0
11 | 8 | 5 | [17 empty] | 0 | 0
11 | 8 | 6 | [17 empty] | 0 | 0
11 | 8 | 7 | [17 empty] | 0 | 0
11 | 8 | 8 | [17 empty] | 0 | 0
11 | 8 | 9 | [17 empty] | 0 | 0
11 | 8 | 10 | [17 empty] | 0 | 0
11 | 8 | 11 | [17 empty] | 0 | 0
11 | 8 | 12 | [17 empty] | 0 | 0
11 | 8 | 13 | [17 empty] | 0 | 0
11 | 8 | 14 | [17 empty] | 0 | 0
11 | 8 | 15 | [17 empty] | 0 | 0
11 | 8 | 16 | [17 empty] | 0 | 0
11 | 8 | 17 | [17 empty] | 0 | 0
11 | 8 | 18 | [17 empty] | 0 | 0
11 | 8 | 19 | [17 empty] | 0 | 0
11 | 8 | 20 | [17 empty] | 0 | 0
11 | 8 | 21 | [17 empty] | 0 | 0
11 | 8 | 22 | [17 empty] | 0 | 0
11 | 8 | 23 | [17 empty] | 0 | 0
11 | 8 | 24 | [17 empty] | 0 | 0
11 | 9 | 1 | [17 empty] | 0 | 0
11 | 9 | 2 | [17 empty] | 0 | 0
11 | 9 | 3 | [17 empty] | 0 | 0
11 | 9 | 4 | [17 empty] | 0 | 0
11 | 9 | 5 | [17 empty] | 0 | 0
11 | 9 | 6 | [17 empty] | 0 | 0
11 | 9 | 7 | [17 empty] | 0 | 0
11 | 9 | 8 | [17 empty] | 0 | 0
11 | 9 | 9 | [17 empty] | 0 | 0
11 | 9 | 10 | [17 empty] | 0 | 0
11 | 9 | 11 | [17 empty] | 0 | 0
11 | 9 | 12 | [17 empty] | 0 | 0
11 | 9 | 13 | [17 empty] | 0 | 0
11 | 9 | 14 | [17 empty] | 0 | 0
11 | 9 | 15 | [17 empty] | 0 | 0
11 | 9 | 16 | [17 empty] | 0 | 0
11 | 9 | 17 | [17 empty] | 0 | 0
11 | 9 | 18 | [17 empty] | 0 | 0
11 | 9 | 19 | [17 empty] | 0 | 0
11 | 9 | 20 | [17 empty] | 0 | 0
11 | 9 | 21 | [17 empty] | 0 | 0
11 | 9 | 22 | [17 empty] | 0 | 0
11 | 9 | 23 | [17 empty] | 0 | 0
11 | 9 | 24 | [17 empty] | 0 | 0
11 | 10 | 1 | [17 empty] | 0 | 0
11 | 10 | 2 | [17 empty] | 0 | 0
11 | 10 | 3 | [17 empty] | 0 | 0
11 | 10 | 4 | [17 empty] | 0 | 0
11 | 10 | 5 | [17 empty] | 0 | 0
11 | 10 | 6 | [17 empty] | 0 | 0
11 | 10 | 7 | [17 empty] | 0 | 0
11 | 10 | 8 | [17 empty] | 0 | 0
11 | 10 | 9 | [17 empty] | 0 | 0
11 | 10 | 10 | [17 empty] | 0 | 0
11 | 10 | 11 | [17 empty] | 0 | 0
11 | 10 | 12 | [17 empty] | 0 | 0
11 | 10 | 13 | [17 empty] | 0 | 0
11 | 10 | 14 | [17 empty] | 0 | 0
11 | 10 | 15 | [17 empty] | 0 | 0
11 | 10 | 16 | [17 empty] | 0 | 0
11 | 10 | 17 | [17 empty] | 0 | 0
11 | 10 | 18 | [17 empty] | 0 | 0
11 | 10 | 19 | [17 empty] | 0 | 0
11 | 10 | 20 | [17 empty] | 0 | 0
11 | 10 | 21 | [17 empty] | 0 | 0
11 | 10 | 22 | [17 empty] | 0 | 0
11 | 10 | 23 | [17 empty] | 0 | 0
11 | 10 | 24 | [17 empty] | 0 | 0
11 | 11 | 1 | [17 empty] | 0 | 0
11 | 11 | 2 | [17 empty] | 0 | 0
11 | 11 | 3 | [17 empty] | 0 | 0
11 | 11 | 4 | [17 empty] | 0 | 0
11 | 11 | 5 | [17 empty] | 0 | 0
11 | 11 | 6 | [17 empty] | 0 | 0
11 | 11 | 7 | [17 empty] | 0 | 0
11 | 11 | 8 | [17 empty] | 0 | 0
11 | 11 | 9 | [17 empty] | 0 | 0
11 | 11 | 10 | [17 empty] | 0 | 0
11 | 11 | 11 | [17 empty] | 0 | 0
11 | 11 | 12 | [17 empty] | 0 | 0
11 | 11 | 13 | [17 empty] | 0 | 0
11 | 11 | 14 | [17 empty] | 0 | 0
11 | 11 | 15 | [17 empty] | 0 | 0
11 | 11 | 16 | [17 empty] | 0 | 0
11 | 11 | 17 | [17 empty] | 0 | 0
11 | 11 | 18 | [17 empty] | 0 | 0
11 | 11 | 19 | [17 empty] | 0 | 0
11 | 11 | 20 | [17 empty] | 0 | 0
11 | 11 | 21 | [17 empty] | 0 | 0
11 | 11 | 22 | [17 empty] | 0 | 0
11 | 11 | 23 | [17 empty] | 0 | 0
11 | 11 | 24 | [17 empty] | 0 | 0
11 | 12 | 1 | [17 empty] | 0 | 0
11 | 12 | 2 | [17 empty] | 0 | 0
11 | 12 | 3 | [17 empty] | 0 | 0
11 | 12 | 4 | [17 empty] | 0 | 0
11 | 12 | 5 | [17 empty] | 0 | 0
11 | 12 | 6 | [17 empty] | 0 | 0
11 | 12 | 7 | [17 empty] | 0 | 0
11 | 12 | 8 | [17 empty] | 0 | 0
11 | 12 | 9 | [17 empty] | 0 | 0
11 | 12 | 10 | [17 empty] | 0 | 0
11 | 12 | 11 | [17 empty] | 0 | 0
11 | 12 | 12 | [17 empty] | 0 | 0
11 | 12 | 13 | [17 empty] | 0 | 0
11 | 12 | 14 | [17 empty] | 0 | 0
11 | 12 | 15 | [17 empty] | 0 | 0
11 | 12 | 16 | [17 empty] | 0 | 0
11 | 12 | 17 | [17 empty] | 0 | 0
11 | 12 | 18 | [17 empty] | 0 | 0
11 | 12 | 19 | [17 empty] | 0 | 0
11 | 12 | 20 | [17 empty] | 0 | 0
11 | 12 | 21 | [17 empty] | 0 | 0
11 | 12 | 22 | [17 empty] | 0 | 0
11 | 12 | 23 | [17 empty] | 0 | 0
11 | 12 | 24 | [17 empty] | 0 | 0
11 | 13 | 1 | [17 empty] | 0 | 0
11 | 13 | 2 | [17 empty] | 0 | 0
11 | 13 | 3 | [17 empty] | 0 | 0
11 | 13 | 4 | [17 empty] | 0 | 0
11 | 13 | 5 | [17 empty] | 0 | 0
11 | 13 | 6 | [17 empty] | 0 | 0
11 | 13 | 7 | [17 empty] | 0 | 0
11 | 13 | 8 | [17 empty] | 0 | 0
11 | 13 | 9 | [17 empty] | 0 | 0
11 | 13 | 10 | [17 empty] | 0 | 0
11 | 13 | 11 | [17 empty] | 0 | 0
11 | 13 | 12 | [17 empty] | 0 | 0
11 | 13 | 13 | [17 empty] | 0 | 0
11 | 13 | 14 | [17 empty] | 0 | 0
11 | 13 | 15 | [17 empty] | 0 | 0
11 | 13 | 16 | [17 empty] | 0 | 0
11 | 13 | 17 | [17 empty] | 0 | 0
11 | 13 | 18 | [17 empty] | 0 | 0
11 | 13 | 19 | [17 empty] | 0 | 0
11 | 13 | 20 | [17 empty] | 0 | 0
11 | 13 | 21 | [17 empty] | 0 | 0
11 | 13 | 22 | [17 empty] | 0 | 0
11 | 13 | 23 | [17 empty] | 0 | 0
11 | 13 | 24 | [17 empty] | 0 | 0
11 | 14 | 1 | [17 empty] | 0 | 0
11 | 14 | 2 | [17 empty] | 0 | 0
11 | 14 | 3 | [17 empty] | 0 | 0
11 | 14 | 4 | [17 empty] | 0 | 0
11 | 14 | 5 | [17 empty] | 0 | 0
11 | 14 | 6 | [17 empty] | 0 | 0
11 | 14 | 7 | [17 empty] | 0 | 0
11 | 14 | 8 | [17 empty] | 0 | 0
11 | 14 | 9 | [17 empty] | 0 | 0
11 | 14 | 10 | [17 empty] | 0 | 0
11 | 14 | 11 | [17 empty] | 0 | 0
11 | 14 | 12 | [17 empty] | 0 | 0
11 | 14 | 13 | [17 empty] | 0 | 0
11 | 14 | 14 | [17 empty] | 0 | 0
11 | 14 | 15 | [17 empty] | 0 | 0
11 | 14 | 16 | [17 empty] | 0 | 0
11 | 14 | 17 | [17 empty] | 0 | 0
11 | 14 | 18 | [17 empty] | 0 | 0
11 | 14 | 19 | [17 empty] | 0 | 0
11 | 14 | 20 | [17 empty] | 0 | 0
11 | 14 | 21 | [17 empty] | 0 | 0
11 | 14 | 22 | [17 empty] | 0 | 0
11 | 14 | 23 | [17 empty] | 0 | 0
11 | 14 | 24 | [17 empty] | 0 | 0
11 | 15 | 1 | [17 empty] | 0 | 0
11 | 15 | 2 | [17 empty] | 0 | 0
11 | 15 | 3 | [17 empty] | 0 | 0
11 | 15 | 4 | [17 empty] | 0 | 0
11 | 15 | 5 | [17 empty] | 0 | 0
11 | 15 | 6 | [17 empty] | 0 | 0
11 | 15 | 7 | [17 empty] | 0 | 0
11 | 15 | 8 | [17 empty] | 0 | 0
11 | 15 | 9 | [17 empty] | 0 | 0
11 | 15 | 10 | [17 empty] | 0 | 0
11 | 15 | 11 | [17 empty] | 0 | 0
11 | 15 | 12 | [17 empty] | 0 | 0
11 | 15 | 13 | [17 empty] | 0 | 0
11 | 15 | 14 | [17 empty] | 0 | 0
11 | 15 | 15 | [17 empty] | 0 | 0
11 | 15 | 16 | [17 empty] | 0 | 0
11 | 15 | 17 | [17 empty] | 0 | 0
11 | 15 | 18 | [17 empty] | 0 | 0
11 | 15 | 19 | [17 empty] | 0 | 0
11 | 15 | 20 | [17 empty] | 0 | 0
11 | 15 | 21 | [17 empty] | 0 | 0
11 | 15 | 22 | [17 empty] | 0 | 0
11 | 15 | 23 | [17 empty] | 0 | 0
11 | 15 | 24 | [17 empty] | 0 | 0
11 | 16 | 1 | [17 empty] | 0 | 0
11 | 16 | 2 | [17 empty] | 0 | 0
11 | 16 | 3 | [17 empty] | 0 | 0
11 | 16 | 4 | [17 empty] | 0 | 0
11 | 16 | 5 | [17 empty] | 0 | 0
11 | 16 | 6 | [17 empty] | 0 | 0
11 | 16 | 7 | [17 empty] | 0 | 0
11 | 16 | 8 | [17 empty] | 0 | 0
11 | 16 | 9 | [17 empty] | 0 | 0
11 | 16 | 10 | [17 empty] | 0 | 0
11 | 16 | 11 | [17 empty] | 0 | 0
11 | 16 | 12 | [17 empty] | 0 | 0
11 | 16 | 13 | [17 empty] | 0 | 0
11 | 16 | 14 | [17 empty] | 0 | 0
11 | 16 | 15 | [17 empty] | 0 | 0
11 | 16 | 16 | [17 empty] | 0 | 0
11 | 16 | 17 | [17 empty] | 0 | 0
11 | 16 | 18 | [17 empty] | 0 | 0
11 | 16 | 19 | [17 empty] | 0 | 0
11 | 16 | 20 | [17 empty] | 0 | 0
11 | 16 | 21 | [17 empty] | 0 | 0
11 | 16 | 22 | [17 empty] | 0 | 0
11 | 16 | 23 | [17 empty] | 0 | 0
11 | 16 | 24 | [17 empty] | 0 | 0
11 | 17 | 1 | [17 empty] | 0 | 0
11 | 17 | 2 | [17 empty] | 0 | 0
11 | 17 | 3 | [17 empty] | 0 | 0
11 | 17 | 4 | [17 empty] | 0 | 0
11 | 17 | 5 | [17 empty] | 0 | 0
11 | 17 | 6 | [17 empty] | 0 | 0
11 | 17 | 7 | [17 empty] | 0 | 0
11 | 17 | 8 | [17 empty] | 0 | 0
11 | 17 | 9 | [17 empty] | 0 | 0
11 | 17 | 10 | [17 empty] | 0 | 0
11 | 17 | 11 | [17 empty] | 0 | 0
11 | 17 | 12 | [17 empty] | 0 | 0
11 | 17 | 13 | [17 empty] | 0 | 0
11 | 17 | 14 | [17 empty] | 0 | 0
11 | 17 | 15 | [17 empty] | 0 | 0
11 | 17 | 16 | [17 empty] | 0 | 0
11 | 17 | 17 | [17 empty] | 0 | 0
11 | 17 | 18 | [17 empty] | 0 | 0
11 | 17 | 19 | [17 empty] | 0 | 0
11 | 17 | 20 | [17 empty] | 0 | 0
11 | 17 | 21 | [17 empty] | 0 | 0
11 | 17 | 22 | [17 empty] | 0 | 0
11 | 17 | 23 | [17 empty] | 0 | 0
11 | 17 | 24 | [17 empty] | 0 | 0
11 | 18 | 1 | [17 empty] | 0 | 0
11 | 18 | 2 | [17 empty] | 0 | 0
11 | 18 | 3 | [17 empty] | 0 | 0
11 | 18 | 4 | [17 empty] | 0 | 0
11 | 18 | 5 | [17 empty] | 0 | 0
11 | 18 | 6 | [17 empty] | 0 | 0
11 | 18 | 7 | [17 empty] | 0 | 0
11 | 18 | 8 | [17 empty] | 0 | 0
11 | 18 | 9 | [17 empty] | 0 | 0
11 | 18 | 10 | [17 empty] | 0 | 0
11 | 18 | 11 | [17 empty] | 0 | 0
11 | 18 | 12 | [17 empty] | 0 | 0
11 | 18 | 13 | [17 empty] | 0 | 0
11 | 18 | 14 | [17 empty] | 0 | 0
11 | 18 | 15 | [17 empty] | 0 | 0
11 | 18 | 16 | [17 empty] | 0 | 0
11 | 18 | 17 | [17 empty] | 0 | 0
11 | 18 | 18 | [17 empty] | 0 | 0
11 | 18 | 19 | [17 empty] | 0 | 0
11 | 18 | 20 | [17 empty] | 0 | 0
11 | 18 | 21 | [17 empty] | 0 | 0
11 | 18 | 22 | [17 empty] | 0 | 0
11 | 18 | 23 | [17 empty] | 0 | 0
11 | 18 | 24 | [17 empty] | 0 | 0
11 | 19 | 1 | [17 empty] | 0 | 0
11 | 19 | 2 | [17 empty] | 0 | 0
11 | 19 | 3 | [17 empty] | 0 | 0
11 | 19 | 4 | [17 empty] | 0 | 0
11 | 19 | 5 | [17 empty] | 0 | 0
11 | 19 | 6 | [17 empty] | 0 | 0
11 | 19 | 7 | [17 empty] | 0 | 0
11 | 19 | 8 | [17 empty] | 0 | 0
11 | 19 | 9 | [17 empty] | 0 | 0
11 | 19 | 10 | [17 empty] | 0 | 0
11 | 19 | 11 | [17 empty] | 0 | 0
11 | 19 | 12 | [17 empty] | 0 | 0
11 | 19 | 13 | [17 empty] | 0 | 0
11 | 19 | 14 | [17 empty] | 0 | 0
11 | 19 | 15 | [17 empty] | 0 | 0
11 | 19 | 16 | [17 empty] | 0 | 0
11 | 19 | 17 | [17 empty] | 0 | 0
11 | 19 | 18 | [17 empty] | 0 | 0
11 | 19 | 19 | [17 empty] | 0 | 0
11 | 19 | 20 | [17 empty] | 0 | 0
11 | 19 | 21 | [17 empty] | 0 | 0
11 | 19 | 22 | [17 empty] | 0 | 0
11 | 19 | 23 | [17 empty] | 0 | 0
11 | 19 | 24 | [17 empty] | 0 | 0
11 | 20 | 1 | [17 empty] | 0 | 0
11 | 20 | 2 | [17 empty] | 0 | 0
11 | 20 | 3 | [17 empty] | 0 | 0
11 | 20 | 4 | [17 empty] | 0 | 0
11 | 20 | 5 | [17 empty] | 0 | 0
11 | 20 | 6 | [17 empty] | 0 | 0
11 | 20 | 7 | [17 empty] | 0 | 0
11 | 20 | 8 | [17 empty] | 0 | 0
11 | 20 | 9 | [17 empty] | 0 | 0
11 | 20 | 10 | [17 empty] | 0 | 0
11 | 20 | 11 | [17 empty] | 0 | 0
11 | 20 | 12 | [17 empty] | 0 | 0
11 | 20 | 13 | [17 empty] | 0 | 0
11 | 20 | 14 | [17 empty] | 0 | 0
11 | 20 | 15 | [17 empty] | 0 | 0
11 | 20 | 16 | [17 empty] | 0 | 0
11 | 20 | 17 | [17 empty] | 0 | 0
11 | 20 | 18 | [17 empty] | 0 | 0
11 | 20 | 19 | [17 empty] | 0 | 0
11 | 20 | 20 | [17 empty] | 0 | 0
11 | 20 | 21 | [17 empty] | 0 | 0
11 | 20 | 22 | [17 empty] | 0 | 0
11 | 20 | 23 | [17 empty] | 0 | 0
11 | 20 | 24 | [17 empty] | 0 | 0
11 | 21 | 1 | [17 empty] | 0 | 0
11 | 21 | 2 | [17 empty] | 0 | 0
11 | 21 | 3 | [17 empty] | 0 | 0
11 | 21 | 4 | [17 empty] | 0 | 0
11 | 21 | 5 | [17 empty] | 0 | 0
11 | 21 | 6 | [17 empty] | 0 | 0
11 | 21 | 7 | [17 empty] | 0 | 0
11 | 21 | 8 | [17 empty] | 0 | 0
11 | 21 | 9 | [17 empty] | 0 | 0
11 | 21 | 10 | [17 empty] | 0 | 0
11 | 21 | 11 | [17 empty] | 0 | 0
11 | 21 | 12 | [17 empty] | 0 | 0
11 | 21 | 13 | [17 empty] | 0 | 0
11 | 21 | 14 | [17 empty] | 0 | 0
11 | 21 | 15 | [17 empty] | 0 | 0
11 | 21 | 16 | [17 empty] | 0 | 0
11 | 21 | 17 | [17 empty] | 0 | 0
11 | 21 | 18 | [17 empty] | 0 | 0
11 | 21 | 19 | [17 empty] | 0 | 0
11 | 21 | 20 | [17 empty] | 0 | 0
11 | 21 | 21 | [17 empty] | 0 | 0
11 | 21 | 22 | [17 empty] | 0 | 0
11 | 21 | 23 | [17 empty] | 0 | 0
11 | 21 | 24 | [17 empty] | 0 | 0
11 | 22 | 1 | [17 empty] | 0 | 0
11 | 22 | 2 | [17 empty] | 0 | 0
11 | 22 | 3 | [17 empty] | 0 | 0
11 | 22 | 4 | [17 empty] | 0 | 0
11 | 22 | 5 | [17 empty] | 0 | 0
11 | 22 | 6 | [17 empty] | 0 | 0
11 | 22 | 7 | [17 empty] | 0 | 0
11 | 22 | 8 | [17 empty] | 0 | 0
11 | 22 | 9 | [17 empty] | 0 | 0
11 | 22 | 10 | [17 empty] | 0 | 0
11 | 22 | 11 | [17 empty] | 0 | 0
11 | 22 | 12 | [17 empty] | 0 | 0
11 | 22 | 13 | [17 empty] | 0 | 0
11 | 22 | 14 | [17 empty] | 0 | 0
11 | 22 | 15 | [17 empty] | 0 | 0
11 | 22 | 16 | [17 empty] | 0 | 0
11 | 22 | 17 | [17 empty] | 0 | 0
11 | 22 | 18 | [17 empty] | 0 | 0
11 | 22 | 19 | [17 empty] | 0 | 0
11 | 22 | 20 | [17 empty] | 0 | 0
11 | 22 | 21 | [17 empty] | 0 | 0
11 | 22 | 22 | [17 empty] | 0 | 0
11 | 22 | 23 | [17 empty] | 0 | 0
11 | 22 | 24 | [17 empty] | 0 | 0
11 | 23 | 1 | [17 empty] | 0 | 0
11 | 23 | 2 | [17 empty] | 0 | 0
11 | 23 | 3 | [17 empty] | 0 | 0
11 | 23 | 4 | [17 empty] | 0 | 0
11 | 23 | 5 | [17 empty] | 0 | 0
11 | 23 | 6 | [17 empty] | 0 | 0
11 | 23 | 7 | [17 empty] | 0 | 0
11 | 23 | 8 | [17 empty] | 0 | 0
11 | 23 | 9 | [17 empty] | 0 | 0
11 | 23 | 10 | [17 empty] | 0 | 0
11 | 23 | 11 | [17 empty] | 0 | 0
11 | 23 | 12 | [17 empty] | 0 | 0
11 | 23 | 13 | [17 empty] | 0 | 0
11 | 23 | 14 | [17 empty] | 0 | 0
11 | 23 | 15 | [17 empty] | 0 | 0
11 | 23 | 16 | [17 empty] | 0 | 0
11 | 23 | 17 | [17 empty] | 0 | 0
11 | 23 | 18 | [17 empty] | 0 | 0
11 | 23 | 19 | [17 empty] | 0 | 0
11 | 23 | 20 | [17 empty] | 0 | 0
11 | 23 | 21 | [17 empty] | 0 | 0
11 | 23 | 22 | [17 empty] | 0 | 0
11 | 23 | 23 | [17 empty] | 0 | 0
11 | 23 | 24 | [17 empty] | 0 | 0
11 | 24 | 1 | [17 empty] | 0 | 0
11 | 24 | 2 | [17 empty] | 0 | 0
11 | 24 | 3 | [17 empty] | 0 | 0
11 | 24 | 4 | [17 empty] | 0 | 0
11 | 24 | 5 | [17 empty] | 0 | 0
11 | 24 | 6 | [17 empty] | 0 | 0
11 | 24 | 7 | [17 empty] | 0 | 0
11 | 24 | 8 | [17 empty] | 0 | 0
11 | 24 | 9 | [17 empty] | 0 | 0
11 | 24 | 10 | [17 empty] | 0 | 0
11 | 24 | 11 | [17 empty] | 0 | 0
11 | 24 | 12 | [17 empty] | 0 | 0
11 | 24 | 13 | [17 empty] | 0 | 0
11 | 24 | 14 | [17 empty] | 0 | 0
11 | 24 | 15 | [17 empty] | 0 | 0
11 | 24 | 16 | [17 empty] | 0 | 0
11 | 24 | 17 | [17 empty] | 0 | 0
11 | 24 | 18 | [17 empty] | 0 | 0
11 | 24 | 19 | [17 empty] | 0 | 0
11 | 24 | 20 | [17 empty] | 0 | 0
11 | 24 | 21 | [17 empty] | 0 | 0
11 | 24 | 22 | [17 empty] | 0 | 0
11 | 24 | 23 | [17 empty] | 0 | 0
11 | 24 | 24 | [17 empty] | 0 | 0
11 | 25 | 1 | [17 empty] | 0 | 0
11 | 25 | 2 | [17 empty] | 0 | 0
11 | 25 | 3 | [17 empty] | 0 | 0
11 | 25 | 4 | [17 empty] | 0 | 0
11 | 25 | 5 | [17 empty] | 0 | 0
11 | 25 | 6 | [17 empty] | 0 | 0
11 | 25 | 7 | [17 empty] | 0 | 0
11 | 25 | 8 | [17 empty] | 0 | 0
11 | 25 | 9 | [17 empty] | 0 | 0
11 | 25 | 10 | [17 empty] | 0 | 0
11 | 25 | 11 | [17 empty] | 0 | 0
11 | 25 | 12 | [17 empty] | 0 | 0
11 | 25 | 13 | [17 empty] | 0 | 0
11 | 25 | 14 | [17 empty] | 0 | 0
11 | 25 | 15 | [17 empty] | 0 | 0
11 | 25 | 16 | [17 empty] | 0 | 0
11 | 25 | 17 | [17 empty] | 0 | 0
11 | 25 | 18 | [17 empty] | 0 | 0
11 | 25 | 19 | [17 empty] | 0 | 0
11 | 25 | 20 | [17 empty] | 0 | 0
11 | 25 | 21 | [17 empty] | 0 | 0
11 | 25 | 22 | [17 empty] | 0 | 0
11 | 25 | 23 | [17 empty] | 0 | 0
11 | 25 | 24 | [17 empty] | 0 | 0
11 | 26 | 1 | [17 empty] | 0 | 0
11 | 26 | 2 | [17 empty] | 0 | 0
11 | 26 | 3 | [17 empty] | 0 | 0
11 | 26 | 4 | [17 empty] | 0 | 0
11 | 26 | 5 | [17 empty] | 0 | 0
11 | 26 | 6 | [17 empty] | 0 | 0
11 | 26 | 7 | [17 empty] | 0 | 0
11 | 26 | 8 | [17 empty] | 0 | 0
11 | 26 | 9 | [17 empty] | 0 | 0
11 | 26 | 10 | [17 empty] | 0 | 0
11 | 26 | 11 | [17 empty] | 0 | 0
11 | 26 | 12 | [17 empty] | 0 | 0
11 | 26 | 13 | [17 empty] | 0 | 0
11 | 26 | 14 | [17 empty] | 0 | 0
11 | 26 | 15 | [17 empty] | 0 | 0
11 | 26 | 16 | [17 empty] | 0 | 0
11 | 26 | 17 | [17 empty] | 0 | 0
11 | 26 | 18 | [17 empty] | 0 | 0
11 | 26 | 19 | [17 empty] | 0 | 0
11 | 26 | 20 | [17 empty] | 0 | 0
11 | 26 | 21 | [17 empty] | 0 | 0
11 | 26 | 22 | [17 empty] | 0 | 0
11 | 26 | 23 | [17 empty] | 0 | 0
11 | 26 | 24 | [17 empty] | 0 | 0
11 | 27 | 1 | [17 empty] | 0 | 0
11 | 27 | 2 | [17 empty] | 0 | 0
11 | 27 | 3 | [17 empty] | 0 | 0
11 | 27 | 4 | [17 empty] | 0 | 0
11 | 27 | 5 | [17 empty] | 0 | 0
11 | 27 | 6 | [17 empty] | 0 | 0
11 | 27 | 7 | [17 empty] | 0 | 0
11 | 27 | 8 | [17 empty] | 0 | 0
11 | 27 | 9 | [17 empty] | 0 | 0
11 | 27 | 10 | [17 empty] | 0 | 0
11 | 27 | 11 | [17 empty] | 0 | 0
11 | 27 | 12 | [17 empty] | 0 | 0
11 | 27 | 13 | [17 empty] | 0 | 0
11 | 27 | 14 | [17 empty] | 0 | 0
11 | 27 | 15 | [17 empty] | 0 | 0
11 | 27 | 16 | [17 empty] | 0 | 0
11 | 27 | 17 | [17 empty] | 0 | 0
11 | 27 | 18 | [17 empty] | 0 | 0
11 | 27 | 19 | [17 empty] | 0 | 0
11 | 27 | 20 | [17 empty] | 0 | 0
11 | 27 | 21 | [17 empty] | 0 | 0
11 | 27 | 22 | [17 empty] | 0 | 0
11 | 27 | 23 | [17 empty] | 0 | 0
11 | 27 | 24 | [17 empty] | 0 | 0
11 | 28 | 1 | [17 empty] | 0 | 0
11 | 28 | 2 | [17 empty] | 0 | 0
11 | 28 | 3 | [17 empty] | 0 | 0
11 | 28 | 4 | [17 empty] | 0 | 0
11 | 28 | 5 | [17 empty] | 0 | 0
11 | 28 | 6 | [17 empty] | 0 | 0
11 | 28 | 7 | [17 empty] | 0 | 0
11 | 28 | 8 | [17 empty] | 0 | 0
11 | 28 | 9 | [17 empty] | 0 | 0
11 | 28 | 10 | [17 empty] | 0 | 0
11 | 28 | 11 | [17 empty] | 0 | 0
11 | 28 | 12 | [17 empty] | 0 | 0
11 | 28 | 13 | [17 empty] | 0 | 0
11 | 28 | 14 | [17 empty] | 0 | 0
11 | 28 | 15 | [17 empty] | 0 | 0
11 | 28 | 16 | [17 empty] | 0 | 0
11 | 28 | 17 | [17 empty] | 0 | 0
11 | 28 | 18 | [17 empty] | 0 | 0
11 | 28 | 19 | [17 empty] | 0 | 0
11 | 28 | 20 | [17 empty] | 0 | 0
11 | 28 | 21 | [17 empty] | 0 | 0
11 | 28 | 22 | [17 empty] | 0 | 0
11 | 28 | 23 | [17 empty] | 0 | 0
11 | 28 | 24 | [17 empty] | 0 | 0
11 | 29 | 1 | [17 empty] | 0 | 0
11 | 29 | 2 | [17 empty] | 0 | 0
11 | 29 | 3 | [17 empty] | 0 | 0
11 | 29 | 4 | [17 empty] | 0 | 0
11 | 29 | 5 | [17 empty] | 0 | 0
11 | 29 | 6 | [17 empty] | 0 | 0
11 | 29 | 7 | [17 empty] | 0 | 0
11 | 29 | 8 | [17 empty] | 0 | 0
11 | 29 | 9 | [17 empty] | 0 | 0
11 | 29 | 10 | [17 empty] | 0 | 0
11 | 29 | 11 | [17 empty] | 0 | 0
11 | 29 | 12 | [17 empty] | 0 | 0
11 | 29 | 13 | [17 empty] | 0 | 0
11 | 29 | 14 | [17 empty] | 0 | 0
11 | 29 | 15 | [17 empty] | 0 | 0
11 | 29 | 16 | [17 empty] | 0 | 0
11 | 29 | 17 | [17 empty] | 0 | 0
11 | 29 | 18 | [17 empty] | 0 | 0
11 | 29 | 19 | [17 empty] | 0 | 0
11 | 29 | 20 | [17 empty] | 0 | 0
11 | 29 | 21 | [17 empty] | 0 | 0
11 | 29 | 22 | [17 empty] | 0 | 0
11 | 29 | 23 | [17 empty] | 0 | 0
11 | 29 | 24 | [17 empty] | 0 | 0
11 | 30 | 1 | [17 empty] | 0 | 0
11 | 30 | 2 | [17 empty] | 0 | 0
11 | 30 | 3 | [17 empty] | 0 | 0
11 | 30 | 4 | [17 empty] | 0 | 0
11 | 30 | 5 | [17 empty] | 0 | 0
11 | 30 | 6 | [17 empty] | 0 | 0
11 | 30 | 7 | [17 empty] | 0 | 0
11 | 30 | 8 | [17 empty] | 0 | 0
11 | 30 | 9 | [17 empty] | 0 | 0
11 | 30 | 10 | [17 empty] | 0 | 0
11 | 30 | 11 | [17 empty] | 0 | 0
11 | 30 | 12 | [17 empty] | 0 | 0
11 | 30 | 13 | [17 empty] | 0 | 0
11 | 30 | 14 | [17 empty] | 0 | 0
11 | 30 | 15 | [17 empty] | 0 | 0
11 | 30 | 16 | [17 empty] | 0 | 0
11 | 30 | 17 | [17 empty] | 0 | 0
11 | 30 | 18 | [17 empty] | 0 | 0
11 | 30 | 19 | [17 empty] | 0 | 0
11 | 30 | 20 | [17 empty] | 0 | 0
11 | 30 | 21 | [17 empty] | 0 | 0
11 | 30 | 22 | [17 empty] | 0 | 0
11 | 30 | 23 | [17 empty] | 0 | 0
11 | 30 | 24 | [17 empty] | 0 | 0
12 | 1 | 1 | [17 empty] | 0 | 0
12 | 1 | 2 | [17 empty] | 0 | 0
12 | 1 | 3 | [17 empty] | 0 | 0
12 | 1 | 4 | [17 empty] | 0 | 0
12 | 1 | 5 | [17 empty] | 0 | 0
12 | 1 | 6 | [17 empty] | 0 | 0
12 | 1 | 7 | [17 empty] | 0 | 0
12 | 1 | 8 | [17 empty] | 0 | 0
12 | 1 | 9 | [17 empty] | 0 | 0
12 | 1 | 10 | [17 empty] | 0 | 0
12 | 1 | 11 | [17 empty] | 0 | 0
12 | 1 | 12 | [17 empty] | 0 | 0
12 | 1 | 13 | [17 empty] | 0 | 0
12 | 1 | 14 | [17 empty] | 0 | 0
12 | 1 | 15 | [17 empty] | 0 | 0
12 | 1 | 16 | [17 empty] | 0 | 0
12 | 1 | 17 | [17 empty] | 0 | 0
12 | 1 | 18 | [17 empty] | 0 | 0
12 | 1 | 19 | [17 empty] | 0 | 0
12 | 1 | 20 | [17 empty] | 0 | 0
12 | 1 | 21 | [17 empty] | 0 | 0
12 | 1 | 22 | [17 empty] | 0 | 0
12 | 1 | 23 | [17 empty] | 0 | 0
12 | 1 | 24 | [17 empty] | 0 | 0
12 | 2 | 1 | [17 empty] | 0 | 0
12 | 2 | 2 | [17 empty] | 0 | 0
12 | 2 | 3 | [17 empty] | 0 | 0
12 | 2 | 4 | [17 empty] | 0 | 0
12 | 2 | 5 | [17 empty] | 0 | 0
12 | 2 | 6 | [17 empty] | 0 | 0
12 | 2 | 7 | [17 empty] | 0 | 0
12 | 2 | 8 | [17 empty] | 0 | 0
12 | 2 | 9 | [17 empty] | 0 | 0
12 | 2 | 10 | [17 empty] | 0 | 0
12 | 2 | 11 | [17 empty] | 0 | 0
12 | 2 | 12 | [17 empty] | 0 | 0
12 | 2 | 13 | [17 empty] | 0 | 0
12 | 2 | 14 | [17 empty] | 0 | 0
12 | 2 | 15 | [17 empty] | 0 | 0
12 | 2 | 16 | [17 empty] | 0 | 0
12 | 2 | 17 | [17 empty] | 0 | 0
12 | 2 | 18 | [17 empty] | 0 | 0
12 | 2 | 19 | [17 empty] | 0 | 0
12 | 2 | 20 | [17 empty] | 0 | 0
12 | 2 | 21 | [17 empty] | 0 | 0
12 | 2 | 22 | [17 empty] | 0 | 0
12 | 2 | 23 | [17 empty] | 0 | 0
12 | 2 | 24 | [17 empty] | 0 | 0
12 | 3 | 1 | [17 empty] | 0 | 0
12 | 3 | 2 | [17 empty] | 0 | 0
12 | 3 | 3 | [17 empty] | 0 | 0
12 | 3 | 4 | [17 empty] | 0 | 0
12 | 3 | 5 | [17 empty] | 0 | 0
12 | 3 | 6 | [17 empty] | 0 | 0
12 | 3 | 7 | [17 empty] | 0 | 0
12 | 3 | 8 | [17 empty] | 0 | 0
12 | 3 | 9 | [17 empty] | 0 | 0
12 | 3 | 10 | [17 empty] | 0 | 0
12 | 3 | 11 | [17 empty] | 0 | 0
12 | 3 | 12 | [17 empty] | 0 | 0
12 | 3 | 13 | [17 empty] | 0 | 0
12 | 3 | 14 | [17 empty] | 0 | 0
12 | 3 | 15 | [17 empty] | 0 | 0
12 | 3 | 16 | [17 empty] | 0 | 0
12 | 3 | 17 | [17 empty] | 0 | 0
12 | 3 | 18 | [17 empty] | 0 | 0
12 | 3 | 19 | [17 empty] | 0 | 0
12 | 3 | 20 | [17 empty] | 0 | 0
12 | 3 | 21 | [17 empty] | 0 | 0
12 | 3 | 22 | [17 empty] | 0 | 0
12 | 3 | 23 | [17 empty] | 0 | 0
12 | 3 | 24 | [17 empty] | 0 | 0
12 | 4 | 1 | [17 empty] | 0 | 0
12 | 4 | 2 | [17 empty] | 0 | 0
12 | 4 | 3 | [17 empty] | 0 | 0
12 | 4 | 4 | [17 empty] | 0 | 0
12 | 4 | 5 | [17 empty] | 0 | 0
12 | 4 | 6 | [17 empty] | 0 | 0
12 | 4 | 7 | [17 empty] | 0 | 0
12 | 4 | 8 | [17 empty] | 0 | 0
12 | 4 | 9 | [17 empty] | 0 | 0
12 | 4 | 10 | [17 empty] | 0 | 0
12 | 4 | 11 | [17 empty] | 0 | 0
12 | 4 | 12 | [17 empty] | 0 | 0
12 | 4 | 13 | [17 empty] | 0 | 0
12 | 4 | 14 | [17 empty] | 0 | 0
12 | 4 | 15 | [17 empty] | 0 | 0
12 | 4 | 16 | [17 empty] | 0 | 0
12 | 4 | 17 | [17 empty] | 0 | 0
12 | 4 | 18 | [17 empty] | 0 | 0
12 | 4 | 19 | [17 empty] | 0 | 0
12 | 4 | 20 | [17 empty] | 0 | 0
12 | 4 | 21 | [17 empty] | 0 | 0
12 | 4 | 22 | [17 empty] | 0 | 0
12 | 4 | 23 | [17 empty] | 0 | 0
12 | 4 | 24 | [17 empty] | 0 | 0
12 | 5 | 1 | [17 empty] | 0 | 0
12 | 5 | 2 | [17 empty] | 0 | 0
12 | 5 | 3 | [17 empty] | 0 | 0
12 | 5 | 4 | [17 empty] | 0 | 0
12 | 5 | 5 | [17 empty] | 0 | 0
12 | 5 | 6 | [17 empty] | 0 | 0
12 | 5 | 7 | [17 empty] | 0 | 0
12 | 5 | 8 | [17 empty] | 0 | 0
12 | 5 | 9 | [17 empty] | 0 | 0
12 | 5 | 10 | [17 empty] | 0 | 0
12 | 5 | 11 | [17 empty] | 0 | 0
12 | 5 | 12 | [17 empty] | 0 | 0
12 | 5 | 13 | [17 empty] | 0 | 0
12 | 5 | 14 | [17 empty] | 0 | 0
12 | 5 | 15 | [17 empty] | 0 | 0
12 | 5 | 16 | [17 empty] | 0 | 0
12 | 5 | 17 | [17 empty] | 0 | 0
12 | 5 | 18 | [17 empty] | 0 | 0
12 | 5 | 19 | [17 empty] | 0 | 0
12 | 5 | 20 | [17 empty] | 0 | 0
12 | 5 | 21 | [17 empty] | 0 | 0
12 | 5 | 22 | [17 empty] | 0 | 0
12 | 5 | 23 | [17 empty] | 0 | 0
12 | 5 | 24 | [17 empty] | 0 | 0
12 | 6 | 1 | [17 empty] | 0 | 0
12 | 6 | 2 | [17 empty] | 0 | 0
12 | 6 | 3 | [17 empty] | 0 | 0
12 | 6 | 4 | [17 empty] | 0 | 0
12 | 6 | 5 | [17 empty] | 0 | 0
12 | 6 | 6 | [17 empty] | 0 | 0
12 | 6 | 7 | [17 empty] | 0 | 0
12 | 6 | 8 | [17 empty] | 0 | 0
12 | 6 | 9 | [17 empty] | 0 | 0
12 | 6 | 10 | [17 empty] | 0 | 0
12 | 6 | 11 | [17 empty] | 0 | 0
12 | 6 | 12 | [17 empty] | 0 | 0
12 | 6 | 13 | [17 empty] | 0 | 0
12 | 6 | 14 | [17 empty] | 0 | 0
12 | 6 | 15 | [17 empty] | 0 | 0
12 | 6 | 16 | [17 empty] | 0 | 0
12 | 6 | 17 | [17 empty] | 0 | 0
12 | 6 | 18 | [17 empty] | 0 | 0
12 | 6 | 19 | [17 empty] | 0 | 0
12 | 6 | 20 | [17 empty] | 0 | 0
12 | 6 | 21 | [17 empty] | 0 | 0
12 | 6 | 22 | [17 empty] | 0 | 0
12 | 6 | 23 | [17 empty] | 0 | 0
12 | 6 | 24 | [17 empty] | 0 | 0
12 | 7 | 1 | [17 empty] | 0 | 0
12 | 7 | 2 | [17 empty] | 0 | 0
12 | 7 | 3 | [17 empty] | 0 | 0
12 | 7 | 4 | [17 empty] | 0 | 0
12 | 7 | 5 | [17 empty] | 0 | 0
12 | 7 | 6 | [17 empty] | 0 | 0
12 | 7 | 7 | [17 empty] | 0 | 0
12 | 7 | 8 | [17 empty] | 0 | 0
12 | 7 | 9 | [17 empty] | 0 | 0
12 | 7 | 10 | [17 empty] | 0 | 0
12 | 7 | 11 | [17 empty] | 0 | 0
12 | 7 | 12 | [17 empty] | 0 | 0
12 | 7 | 13 | [17 empty] | 0 | 0
12 | 7 | 14 | [17 empty] | 0 | 0
12 | 7 | 15 | [17 empty] | 0 | 0
12 | 7 | 16 | [17 empty] | 0 | 0
12 | 7 | 17 | [17 empty] | 0 | 0
12 | 7 | 18 | [17 empty] | 0 | 0
12 | 7 | 19 | [17 empty] | 0 | 0
12 | 7 | 20 | [17 empty] | 0 | 0
12 | 7 | 21 | [17 empty] | 0 | 0
12 | 7 | 22 | [17 empty] | 0 | 0
12 | 7 | 23 | [17 empty] | 0 | 0
12 | 7 | 24 | [17 empty] | 0 | 0
12 | 8 | 1 | [17 empty] | 0 | 0
12 | 8 | 2 | [17 empty] | 0 | 0
12 | 8 | 3 | [17 empty] | 0 | 0
12 | 8 | 4 | [17 empty] | 0 | 0
12 | 8 | 5 | [17 empty] | 0 | 0
12 | 8 | 6 | [17 empty] | 0 | 0
12 | 8 | 7 | [17 empty] | 0 | 0
12 | 8 | 8 | [17 empty] | 0 | 0
12 | 8 | 9 | [17 empty] | 0 | 0
12 | 8 | 10 | [17 empty] | 0 | 0
12 | 8 | 11 | [17 empty] | 0 | 0
12 | 8 | 12 | [17 empty] | 0 | 0
12 | 8 | 13 | [17 empty] | 0 | 0
12 | 8 | 14 | [17 empty] | 0 | 0
12 | 8 | 15 | [17 empty] | 0 | 0
12 | 8 | 16 | [17 empty] | 0 | 0
12 | 8 | 17 | [17 empty] | 0 | 0
12 | 8 | 18 | [17 empty] | 0 | 0
12 | 8 | 19 | [17 empty] | 0 | 0
12 | 8 | 20 | [17 empty] | 0 | 0
12 | 8 | 21 | [17 empty] | 0 | 0
12 | 8 | 22 | [17 empty] | 0 | 0
12 | 8 | 23 | [17 empty] | 0 | 0
12 | 8 | 24 | [17 empty] | 0 | 0
12 | 9 | 1 | [17 empty] | 0 | 0
12 | 9 | 2 | [17 empty] | 0 | 0
12 | 9 | 3 | [17 empty] | 0 | 0
12 | 9 | 4 | [17 empty] | 0 | 0
12 | 9 | 5 | [17 empty] | 0 | 0
12 | 9 | 6 | [17 empty] | 0 | 0
12 | 9 | 7 | [17 empty] | 0 | 0
12 | 9 | 8 | [17 empty] | 0 | 0
12 | 9 | 9 | [17 empty] | 0 | 0
12 | 9 | 10 | [17 empty] | 0 | 0
12 | 9 | 11 | [17 empty] | 0 | 0
12 | 9 | 12 | [17 empty] | 0 | 0
12 | 9 | 13 | [17 empty] | 0 | 0
12 | 9 | 14 | [17 empty] | 0 | 0
12 | 9 | 15 | [17 empty] | 0 | 0
12 | 9 | 16 | [17 empty] | 0 | 0
12 | 9 | 17 | [17 empty] | 0 | 0
12 | 9 | 18 | [17 empty] | 0 | 0
12 | 9 | 19 | [17 empty] | 0 | 0
12 | 9 | 20 | [17 empty] | 0 | 0
12 | 9 | 21 | [17 empty] | 0 | 0
12 | 9 | 22 | [17 empty] | 0 | 0
12 | 9 | 23 | [17 empty] | 0 | 0
12 | 9 | 24 | [17 empty] | 0 | 0
12 | 10 | 1 | [17 empty] | 0 | 0
12 | 10 | 2 | [17 empty] | 0 | 0
12 | 10 | 3 | [17 empty] | 0 | 0
12 | 10 | 4 | [17 empty] | 0 | 0
12 | 10 | 5 | [17 empty] | 0 | 0
12 | 10 | 6 | [17 empty] | 0 | 0
12 | 10 | 7 | [17 empty] | 0 | 0
12 | 10 | 8 | [17 empty] | 0 | 0
12 | 10 | 9 | [17 empty] | 0 | 0
12 | 10 | 10 | [17 empty] | 0 | 0
12 | 10 | 11 | [17 empty] | 0 | 0
12 | 10 | 12 | [17 empty] | 0 | 0
12 | 10 | 13 | [17 empty] | 0 | 0
12 | 10 | 14 | [17 empty] | 0 | 0
12 | 10 | 15 | [17 empty] | 0 | 0
12 | 10 | 16 | [17 empty] | 0 | 0
12 | 10 | 17 | [17 empty] | 0 | 0
12 | 10 | 18 | [17 empty] | 0 | 0
12 | 10 | 19 | [17 empty] | 0 | 0
12 | 10 | 20 | [17 empty] | 0 | 0
12 | 10 | 21 | [17 empty] | 0 | 0
12 | 10 | 22 | [17 empty] | 0 | 0
12 | 10 | 23 | [17 empty] | 0 | 0
12 | 10 | 24 | [17 empty] | 0 | 0
12 | 11 | 1 | [17 empty] | 0 | 0
12 | 11 | 2 | [17 empty] | 0 | 0
12 | 11 | 3 | [17 empty] | 0 | 0
12 | 11 | 4 | [17 empty] | 0 | 0
12 | 11 | 5 | [17 empty] | 0 | 0
12 | 11 | 6 | [17 empty] | 0 | 0
12 | 11 | 7 | [17 empty] | 0 | 0
12 | 11 | 8 | [17 empty] | 0 | 0
12 | 11 | 9 | [17 empty] | 0 | 0
12 | 11 | 10 | [17 empty] | 0 | 0
12 | 11 | 11 | [17 empty] | 0 | 0
12 | 11 | 12 | [17 empty] | 0 | 0
12 | 11 | 13 | [17 empty] | 0 | 0
12 | 11 | 14 | [17 empty] | 0 | 0
12 | 11 | 15 | [17 empty] | 0 | 0
12 | 11 | 16 | [17 empty] | 0 | 0
12 | 11 | 17 | [17 empty] | 0 | 0
12 | 11 | 18 | [17 empty] | 0 | 0
12 | 11 | 19 | [17 empty] | 0 | 0
12 | 11 | 20 | [17 empty] | 0 | 0
12 | 11 | 21 | [17 empty] | 0 | 0
12 | 11 | 22 | [17 empty] | 0 | 0
12 | 11 | 23 | [17 empty] | 0 | 0
12 | 11 | 24 | [17 empty] | 0 | 0
12 | 12 | 1 | [17 empty] | 0 | 0
12 | 12 | 2 | [17 empty] | 0 | 0
12 | 12 | 3 | [17 empty] | 0 | 0
12 | 12 | 4 | [17 empty] | 0 | 0
12 | 12 | 5 | [17 empty] | 0 | 0
12 | 12 | 6 | [17 empty] | 0 | 0
12 | 12 | 7 | [17 empty] | 0 | 0
12 | 12 | 8 | [17 empty] | 0 | 0
12 | 12 | 9 | [17 empty] | 0 | 0
12 | 12 | 10 | [17 empty] | 0 | 0
12 | 12 | 11 | [17 empty] | 0 | 0
12 | 12 | 12 | [17 empty] | 0 | 0
12 | 12 | 13 | [17 empty] | 0 | 0
12 | 12 | 14 | [17 empty] | 0 | 0
12 | 12 | 15 | [17 empty] | 0 | 0
12 | 12 | 16 | [17 empty] | 0 | 0
12 | 12 | 17 | [17 empty] | 0 | 0
12 | 12 | 18 | [17 empty] | 0 | 0
12 | 12 | 19 | [17 empty] | 0 | 0
12 | 12 | 20 | [17 empty] | 0 | 0
12 | 12 | 21 | [17 empty] | 0 | 0
12 | 12 | 22 | [17 empty] | 0 | 0
12 | 12 | 23 | [17 empty] | 0 | 0
12 | 12 | 24 | [17 empty] | 0 | 0
12 | 13 | 1 | [17 empty] | 0 | 0
12 | 13 | 2 | [17 empty] | 0 | 0
12 | 13 | 3 | [17 empty] | 0 | 0
12 | 13 | 4 | [17 empty] | 0 | 0
12 | 13 | 5 | [17 empty] | 0 | 0
12 | 13 | 6 | [17 empty] | 0 | 0
12 | 13 | 7 | [17 empty] | 0 | 0
12 | 13 | 8 | [17 empty] | 0 | 0
12 | 13 | 9 | [17 empty] | 0 | 0
12 | 13 | 10 | [17 empty] | 0 | 0
12 | 13 | 11 | [17 empty] | 0 | 0
12 | 13 | 12 | [17 empty] | 0 | 0
12 | 13 | 13 | [17 empty] | 0 | 0
12 | 13 | 14 | [17 empty] | 0 | 0
12 | 13 | 15 | [17 empty] | 0 | 0
12 | 13 | 16 | [17 empty] | 0 | 0
12 | 13 | 17 | [17 empty] | 0 | 0
12 | 13 | 18 | [17 empty] | 0 | 0
12 | 13 | 19 | [17 empty] | 0 | 0
12 | 13 | 20 | [17 empty] | 0 | 0
12 | 13 | 21 | [17 empty] | 0 | 0
12 | 13 | 22 | [17 empty] | 0 | 0
12 | 13 | 23 | [17 empty] | 0 | 0
12 | 13 | 24 | [17 empty] | 0 | 0
12 | 14 | 1 | [17 empty] | 0 | 0
12 | 14 | 2 | [17 empty] | 0 | 0
12 | 14 | 3 | [17 empty] | 0 | 0
12 | 14 | 4 | [17 empty] | 0 | 0
12 | 14 | 5 | [17 empty] | 0 | 0
12 | 14 | 6 | [17 empty] | 0 | 0
12 | 14 | 7 | [17 empty] | 0 | 0
12 | 14 | 8 | [17 empty] | 0 | 0
12 | 14 | 9 | [17 empty] | 0 | 0
12 | 14 | 10 | [17 empty] | 0 | 0
12 | 14 | 11 | [17 empty] | 0 | 0
12 | 14 | 12 | [17 empty] | 0 | 0
12 | 14 | 13 | [17 empty] | 0 | 0
12 | 14 | 14 | [17 empty] | 0 | 0
12 | 14 | 15 | [17 empty] | 0 | 0
12 | 14 | 16 | [17 empty] | 0 | 0
12 | 14 | 17 | [17 empty] | 0 | 0
12 | 14 | 18 | [17 empty] | 0 | 0
12 | 14 | 19 | [17 empty] | 0 | 0
12 | 14 | 20 | [17 empty] | 0 | 0
12 | 14 | 21 | [17 empty] | 0 | 0
12 | 14 | 22 | [17 empty] | 0 | 0
12 | 14 | 23 | [17 empty] | 0 | 0
12 | 14 | 24 | [17 empty] | 0 | 0
12 | 15 | 1 | [17 empty] | 0 | 0
12 | 15 | 2 | [17 empty] | 0 | 0
12 | 15 | 3 | [17 empty] | 0 | 0
12 | 15 | 4 | [17 empty] | 0 | 0
12 | 15 | 5 | [17 empty] | 0 | 0
12 | 15 | 6 | [17 empty] | 0 | 0
12 | 15 | 7 | [17 empty] | 0 | 0
12 | 15 | 8 | [17 empty] | 0 | 0
12 | 15 | 9 | [17 empty] | 0 | 0
12 | 15 | 10 | [17 empty] | 0 | 0
12 | 15 | 11 | [17 empty] | 0 | 0
12 | 15 | 12 | [17 empty] | 0 | 0
12 | 15 | 13 | [17 empty] | 0 | 0
12 | 15 | 14 | [17 empty] | 0 | 0
12 | 15 | 15 | [17 empty] | 0 | 0
12 | 15 | 16 | [17 empty] | 0 | 0
12 | 15 | 17 | [17 empty] | 0 | 0
12 | 15 | 18 | [17 empty] | 0 | 0
12 | 15 | 19 | [17 empty] | 0 | 0
12 | 15 | 20 | [17 empty] | 0 | 0
12 | 15 | 21 | [17 empty] | 0 | 0
12 | 15 | 22 | [17 empty] | 0 | 0
12 | 15 | 23 | [17 empty] | 0 | 0
12 | 15 | 24 | [17 empty] | 0 | 0
12 | 16 | 1 | [17 empty] | 0 | 0
12 | 16 | 2 | [17 empty] | 0 | 0
12 | 16 | 3 | [17 empty] | 0 | 0
12 | 16 | 4 | [17 empty] | 0 | 0
12 | 16 | 5 | [17 empty] | 0 | 0
12 | 16 | 6 | [17 empty] | 0 | 0
12 | 16 | 7 | [17 empty] | 0 | 0
12 | 16 | 8 | [17 empty] | 0 | 0
12 | 16 | 9 | [17 empty] | 0 | 0
12 | 16 | 10 | [17 empty] | 0 | 0
12 | 16 | 11 | [17 empty] | 0 | 0
12 | 16 | 12 | [17 empty] | 0 | 0
12 | 16 | 13 | [17 empty] | 0 | 0
12 | 16 | 14 | [17 empty] | 0 | 0
12 | 16 | 15 | [17 empty] | 0 | 0
12 | 16 | 16 | [17 empty] | 0 | 0
12 | 16 | 17 | [17 empty] | 0 | 0
12 | 16 | 18 | [17 empty] | 0 | 0
12 | 16 | 19 | [17 empty] | 0 | 0
12 | 16 | 20 | [17 empty] | 0 | 0
12 | 16 | 21 | [17 empty] | 0 | 0
12 | 16 | 22 | [17 empty] | 0 | 0
12 | 16 | 23 | [17 empty] | 0 | 0
12 | 16 | 24 | [17 empty] | 0 | 0
12 | 17 | 1 | [17 empty] | 0 | 0
12 | 17 | 2 | [17 empty] | 0 | 0
12 | 17 | 3 | [17 empty] | 0 | 0
12 | 17 | 4 | [17 empty] | 0 | 0
12 | 17 | 5 | [17 empty] | 0 | 0
12 | 17 | 6 | [17 empty] | 0 | 0
12 | 17 | 7 | [17 empty] | 0 | 0
12 | 17 | 8 | [17 empty] | 0 | 0
12 | 17 | 9 | [17 empty] | 0 | 0
12 | 17 | 10 | [17 empty] | 0 | 0
12 | 17 | 11 | [17 empty] | 0 | 0
12 | 17 | 12 | [17 empty] | 0 | 0
12 | 17 | 13 | [17 empty] | 0 | 0
12 | 17 | 14 | [17 empty] | 0 | 0
12 | 17 | 15 | [17 empty] | 0 | 0
12 | 17 | 16 | [17 empty] | 0 | 0
12 | 17 | 17 | [17 empty] | 0 | 0
12 | 17 | 18 | [17 empty] | 0 | 0
12 | 17 | 19 | [17 empty] | 0 | 0
12 | 17 | 20 | [17 empty] | 0 | 0
12 | 17 | 21 | [17 empty] | 0 | 0
12 | 17 | 22 | [17 empty] | 0 | 0
12 | 17 | 23 | [17 empty] | 0 | 0
12 | 17 | 24 | [17 empty] | 0 | 0
12 | 18 | 1 | [17 empty] | 0 | 0
12 | 18 | 2 | [17 empty] | 0 | 0
12 | 18 | 3 | [17 empty] | 0 | 0
12 | 18 | 4 | [17 empty] | 0 | 0
12 | 18 | 5 | [17 empty] | 0 | 0
12 | 18 | 6 | [17 empty] | 0 | 0
12 | 18 | 7 | [17 empty] | 0 | 0
12 | 18 | 8 | [17 empty] | 0 | 0
12 | 18 | 9 | [17 empty] | 0 | 0
12 | 18 | 10 | [17 empty] | 0 | 0
12 | 18 | 11 | [17 empty] | 0 | 0
12 | 18 | 12 | [17 empty] | 0 | 0
12 | 18 | 13 | [17 empty] | 0 | 0
12 | 18 | 14 | [17 empty] | 0 | 0
12 | 18 | 15 | [17 empty] | 0 | 0
12 | 18 | 16 | [17 empty] | 0 | 0
12 | 18 | 17 | [17 empty] | 0 | 0
12 | 18 | 18 | [17 empty] | 0 | 0
12 | 18 | 19 | [17 empty] | 0 | 0
12 | 18 | 20 | [17 empty] | 0 | 0
12 | 18 | 21 | [17 empty] | 0 | 0
12 | 18 | 22 | [17 empty] | 0 | 0
12 | 18 | 23 | [17 empty] | 0 | 0
12 | 18 | 24 | [17 empty] | 0 | 0
12 | 19 | 1 | [17 empty] | 0 | 0
12 | 19 | 2 | [17 empty] | 0 | 0
12 | 19 | 3 | [17 empty] | 0 | 0
12 | 19 | 4 | [17 empty] | 0 | 0
12 | 19 | 5 | [17 empty] | 0 | 0
12 | 19 | 6 | [17 empty] | 0 | 0
12 | 19 | 7 | [17 empty] | 0 | 0
12 | 19 | 8 | [17 empty] | 0 | 0
12 | 19 | 9 | [17 empty] | 0 | 0
12 | 19 | 10 | [17 empty] | 0 | 0
12 | 19 | 11 | [17 empty] | 0 | 0
12 | 19 | 12 | [17 empty] | 0 | 0
12 | 19 | 13 | [17 empty] | 0 | 0
12 | 19 | 14 | [17 empty] | 0 | 0
12 | 19 | 15 | [17 empty] | 0 | 0
12 | 19 | 16 | [17 empty] | 0 | 0
12 | 19 | 17 | [17 empty] | 0 | 0
12 | 19 | 18 | [17 empty] | 0 | 0
12 | 19 | 19 | [17 empty] | 0 | 0
12 | 19 | 20 | [17 empty] | 0 | 0
12 | 19 | 21 | [17 empty] | 0 | 0
12 | 19 | 22 | [17 empty] | 0 | 0
12 | 19 | 23 | [17 empty] | 0 | 0
12 | 19 | 24 | [17 empty] | 0 | 0
12 | 20 | 1 | [17 empty] | 0 | 0
12 | 20 | 2 | [17 empty] | 0 | 0
12 | 20 | 3 | [17 empty] | 0 | 0
12 | 20 | 4 | [17 empty] | 0 | 0
12 | 20 | 5 | [17 empty] | 0 | 0
12 | 20 | 6 | [17 empty] | 0 | 0
12 | 20 | 7 | [17 empty] | 0 | 0
12 | 20 | 8 | [17 empty] | 0 | 0
12 | 20 | 9 | [17 empty] | 0 | 0
12 | 20 | 10 | [17 empty] | 0 | 0
12 | 20 | 11 | [17 empty] | 0 | 0
12 | 20 | 12 | [17 empty] | 0 | 0
12 | 20 | 13 | [17 empty] | 0 | 0
12 | 20 | 14 | [17 empty] | 0 | 0
12 | 20 | 15 | [17 empty] | 0 | 0
12 | 20 | 16 | [17 empty] | 0 | 0
12 | 20 | 17 | [17 empty] | 0 | 0
12 | 20 | 18 | [17 empty] | 0 | 0
12 | 20 | 19 | [17 empty] | 0 | 0
12 | 20 | 20 | [17 empty] | 0 | 0
12 | 20 | 21 | [17 empty] | 0 | 0
12 | 20 | 22 | [17 empty] | 0 | 0
12 | 20 | 23 | [17 empty] | 0 | 0
12 | 20 | 24 | [17 empty] | 0 | 0
12 | 21 | 1 | [17 empty] | 0 | 0
12 | 21 | 2 | [17 empty] | 0 | 0
12 | 21 | 3 | [17 empty] | 0 | 0
12 | 21 | 4 | [17 empty] | 0 | 0
12 | 21 | 5 | [17 empty] | 0 | 0
12 | 21 | 6 | [17 empty] | 0 | 0
12 | 21 | 7 | [17 empty] | 0 | 0
12 | 21 | 8 | [17 empty] | 0 | 0
12 | 21 | 9 | [17 empty] | 0 | 0
12 | 21 | 10 | [17 empty] | 0 | 0
12 | 21 | 11 | [17 empty] | 0 | 0
12 | 21 | 12 | [17 empty] | 0 | 0
12 | 21 | 13 | [17 empty] | 0 | 0
12 | 21 | 14 | [17 empty] | 0 | 0
12 | 21 | 15 | [17 empty] | 0 | 0
12 | 21 | 16 | [17 empty] | 0 | 0
12 | 21 | 17 | [17 empty] | 0 | 0
12 | 21 | 18 | [17 empty] | 0 | 0
12 | 21 | 19 | [17 empty] | 0 | 0
12 | 21 | 20 | [17 empty] | 0 | 0
12 | 21 | 21 | [17 empty] | 0 | 0
12 | 21 | 22 | [17 empty] | 0 | 0
12 | 21 | 23 | [17 empty] | 0 | 0
12 | 21 | 24 | [17 empty] | 0 | 0
12 | 22 | 1 | [17 empty] | 0 | 0
12 | 22 | 2 | [17 empty] | 0 | 0
12 | 22 | 3 | [17 empty] | 0 | 0
12 | 22 | 4 | [17 empty] | 0 | 0
12 | 22 | 5 | [17 empty] | 0 | 0
12 | 22 | 6 | [17 empty] | 0 | 0
12 | 22 | 7 | [17 empty] | 0 | 0
12 | 22 | 8 | [17 empty] | 0 | 0
12 | 22 | 9 | [17 empty] | 0 | 0
12 | 22 | 10 | [17 empty] | 0 | 0
12 | 22 | 11 | [17 empty] | 0 | 0
12 | 22 | 12 | [17 empty] | 0 | 0
12 | 22 | 13 | [17 empty] | 0 | 0
12 | 22 | 14 | [17 empty] | 0 | 0
12 | 22 | 15 | [17 empty] | 0 | 0
12 | 22 | 16 | [17 empty] | 0 | 0
12 | 22 | 17 | [17 empty] | 0 | 0
12 | 22 | 18 | [17 empty] | 0 | 0
12 | 22 | 19 | [17 empty] | 0 | 0
12 | 22 | 20 | [17 empty] | 0 | 0
12 | 22 | 21 | [17 empty] | 0 | 0
12 | 22 | 22 | [17 empty] | 0 | 0
12 | 22 | 23 | [17 empty] | 0 | 0
12 | 22 | 24 | [17 empty] | 0 | 0
12 | 23 | 1 | [17 empty] | 0 | 0
12 | 23 | 2 | [17 empty] | 0 | 0
12 | 23 | 3 | [17 empty] | 0 | 0
12 | 23 | 4 | [17 empty] | 0 | 0
12 | 23 | 5 | [17 empty] | 0 | 0
12 | 23 | 6 | [17 empty] | 0 | 0
12 | 23 | 7 | [17 empty] | 0 | 0
12 | 23 | 8 | [17 empty] | 0 | 0
12 | 23 | 9 | [17 empty] | 0 | 0
12 | 23 | 10 | [17 empty] | 0 | 0
12 | 23 | 11 | [17 empty] | 0 | 0
12 | 23 | 12 | [17 empty] | 0 | 0
12 | 23 | 13 | [17 empty] | 0 | 0
12 | 23 | 14 | [17 empty] | 0 | 0
12 | 23 | 15 | [17 empty] | 0 | 0
12 | 23 | 16 | [17 empty] | 0 | 0
12 | 23 | 17 | [17 empty] | 0 | 0
12 | 23 | 18 | [17 empty] | 0 | 0
12 | 23 | 19 | [17 empty] | 0 | 0
12 | 23 | 20 | [17 empty] | 0 | 0
12 | 23 | 21 | [17 empty] | 0 | 0
12 | 23 | 22 | [17 empty] | 0 | 0
12 | 23 | 23 | [17 empty] | 0 | 0
12 | 23 | 24 | [17 empty] | 0 | 0
12 | 24 | 1 | [17 empty] | 0 | 0
12 | 24 | 2 | [17 empty] | 0 | 0
12 | 24 | 3 | [17 empty] | 0 | 0
12 | 24 | 4 | [17 empty] | 0 | 0
12 | 24 | 5 | [17 empty] | 0 | 0
12 | 24 | 6 | [17 empty] | 0 | 0
12 | 24 | 7 | [17 empty] | 0 | 0
12 | 24 | 8 | [17 empty] | 0 | 0
12 | 24 | 9 | [17 empty] | 0 | 0
12 | 24 | 10 | [17 empty] | 0 | 0
12 | 24 | 11 | [17 empty] | 0 | 0
12 | 24 | 12 | [17 empty] | 0 | 0
12 | 24 | 13 | [17 empty] | 0 | 0
12 | 24 | 14 | [17 empty] | 0 | 0
12 | 24 | 15 | [17 empty] | 0 | 0
12 | 24 | 16 | [17 empty] | 0 | 0
12 | 24 | 17 | [17 empty] | 0 | 0
12 | 24 | 18 | [17 empty] | 0 | 0
12 | 24 | 19 | [17 empty] | 0 | 0
12 | 24 | 20 | [17 empty] | 0 | 0
12 | 24 | 21 | [17 empty] | 0 | 0
12 | 24 | 22 | [17 empty] | 0 | 0
12 | 24 | 23 | [17 empty] | 0 | 0
12 | 24 | 24 | [17 empty] | 0 | 0
12 | 25 | 1 | [17 empty] | 0 | 0
12 | 25 | 2 | [17 empty] | 0 | 0
12 | 25 | 3 | [17 empty] | 0 | 0
12 | 25 | 4 | [17 empty] | 0 | 0
12 | 25 | 5 | [17 empty] | 0 | 0
12 | 25 | 6 | [17 empty] | 0 | 0
12 | 25 | 7 | [17 empty] | 0 | 0
12 | 25 | 8 | [17 empty] | 0 | 0
12 | 25 | 9 | [17 empty] | 0 | 0
12 | 25 | 10 | [17 empty] | 0 | 0
12 | 25 | 11 | [17 empty] | 0 | 0
12 | 25 | 12 | [17 empty] | 0 | 0
12 | 25 | 13 | [17 empty] | 0 | 0
12 | 25 | 14 | [17 empty] | 0 | 0
12 | 25 | 15 | [17 empty] | 0 | 0
12 | 25 | 16 | [17 empty] | 0 | 0
12 | 25 | 17 | [17 empty] | 0 | 0
12 | 25 | 18 | [17 empty] | 0 | 0
12 | 25 | 19 | [17 empty] | 0 | 0
12 | 25 | 20 | [17 empty] | 0 | 0
12 | 25 | 21 | [17 empty] | 0 | 0
12 | 25 | 22 | [17 empty] | 0 | 0
12 | 25 | 23 | [17 empty] | 0 | 0
12 | 25 | 24 | [17 empty] | 0 | 0
12 | 26 | 1 | [17 empty] | 0 | 0
12 | 26 | 2 | [17 empty] | 0 | 0
12 | 26 | 3 | [17 empty] | 0 | 0
12 | 26 | 4 | [17 empty] | 0 | 0
12 | 26 | 5 | [17 empty] | 0 | 0
12 | 26 | 6 | [17 empty] | 0 | 0
12 | 26 | 7 | [17 empty] | 0 | 0
12 | 26 | 8 | [17 empty] | 0 | 0
12 | 26 | 9 | [17 empty] | 0 | 0
12 | 26 | 10 | [17 empty] | 0 | 0
12 | 26 | 11 | [17 empty] | 0 | 0
12 | 26 | 12 | [17 empty] | 0 | 0
12 | 26 | 13 | [17 empty] | 0 | 0
12 | 26 | 14 | [17 empty] | 0 | 0
12 | 26 | 15 | [17 empty] | 0 | 0
12 | 26 | 16 | [17 empty] | 0 | 0
12 | 26 | 17 | [17 empty] | 0 | 0
12 | 26 | 18 | [17 empty] | 0 | 0
12 | 26 | 19 | [17 empty] | 0 | 0
12 | 26 | 20 | [17 empty] | 0 | 0
12 | 26 | 21 | [17 empty] | 0 | 0
12 | 26 | 22 | [17 empty] | 0 | 0
12 | 26 | 23 | [17 empty] | 0 | 0
12 | 26 | 24 | [17 empty] | 0 | 0
12 | 27 | 1 | [17 empty] | 0 | 0
12 | 27 | 2 | [17 empty] | 0 | 0
12 | 27 | 3 | [17 empty] | 0 | 0
12 | 27 | 4 | [17 empty] | 0 | 0
12 | 27 | 5 | [17 empty] | 0 | 0
12 | 27 | 6 | [17 empty] | 0 | 0
12 | 27 | 7 | [17 empty] | 0 | 0
12 | 27 | 8 | [17 empty] | 0 | 0
12 | 27 | 9 | [17 empty] | 0 | 0
12 | 27 | 10 | [17 empty] | 0 | 0
12 | 27 | 11 | [17 empty] | 0 | 0
12 | 27 | 12 | [17 empty] | 0 | 0
12 | 27 | 13 | [17 empty] | 0 | 0
12 | 27 | 14 | [17 empty] | 0 | 0
12 | 27 | 15 | [17 empty] | 0 | 0
12 | 27 | 16 | [17 empty] | 0 | 0
12 | 27 | 17 | [17 empty] | 0 | 0
12 | 27 | 18 | [17 empty] | 0 | 0
12 | 27 | 19 | [17 empty] | 0 | 0
12 | 27 | 20 | [17 empty] | 0 | 0
12 | 27 | 21 | [17 empty] | 0 | 0
12 | 27 | 22 | [17 empty] | 0 | 0
12 | 27 | 23 | [17 empty] | 0 | 0
12 | 27 | 24 | [17 empty] | 0 | 0
12 | 28 | 1 | [17 empty] | 0 | 0
12 | 28 | 2 | [17 empty] | 0 | 0
12 | 28 | 3 | [17 empty] | 0 | 0
12 | 28 | 4 | [17 empty] | 0 | 0
12 | 28 | 5 | [17 empty] | 0 | 0
12 | 28 | 6 | [17 empty] | 0 | 0
12 | 28 | 7 | [17 empty] | 0 | 0
12 | 28 | 8 | [17 empty] | 0 | 0
12 | 28 | 9 | [17 empty] | 0 | 0
12 | 28 | 10 | [17 empty] | 0 | 0
12 | 28 | 11 | [17 empty] | 0 | 0
12 | 28 | 12 | [17 empty] | 0 | 0
12 | 28 | 13 | [17 empty] | 0 | 0
12 | 28 | 14 | [17 empty] | 0 | 0
12 | 28 | 15 | [17 empty] | 0 | 0
12 | 28 | 16 | [17 empty] | 0 | 0
12 | 28 | 17 | [17 empty] | 0 | 0
12 | 28 | 18 | [17 empty] | 0 | 0
12 | 28 | 19 | [17 empty] | 0 | 0
12 | 28 | 20 | [17 empty] | 0 | 0
12 | 28 | 21 | [17 empty] | 0 | 0
12 | 28 | 22 | [17 empty] | 0 | 0
12 | 28 | 23 | [17 empty] | 0 | 0
12 | 28 | 24 | [17 empty] | 0 | 0
12 | 29 | 1 | [17 empty] | 0 | 0
12 | 29 | 2 | [17 empty] | 0 | 0
12 | 29 | 3 | [17 empty] | 0 | 0
12 | 29 | 4 | [17 empty] | 0 | 0
12 | 29 | 5 | [17 empty] | 0 | 0
12 | 29 | 6 | [17 empty] | 0 | 0
12 | 29 | 7 | [17 empty] | 0 | 0
12 | 29 | 8 | [17 empty] | 0 | 0
12 | 29 | 9 | [17 empty] | 0 | 0
12 | 29 | 10 | [17 empty] | 0 | 0
12 | 29 | 11 | [17 empty] | 0 | 0
12 | 29 | 12 | [17 empty] | 0 | 0
12 | 29 | 13 | [17 empty] | 0 | 0
12 | 29 | 14 | [17 empty] | 0 | 0
12 | 29 | 15 | [17 empty] | 0 | 0
12 | 29 | 16 | [17 empty] | 0 | 0
12 | 29 | 17 | [17 empty] | 0 | 0
12 | 29 | 18 | [17 empty] | 0 | 0
12 | 29 | 19 | [17 empty] | 0 | 0
12 | 29 | 20 | [17 empty] | 0 | 0
12 | 29 | 21 | [17 empty] | 0 | 0
12 | 29 | 22 | [17 empty] | 0 | 0
12 | 29 | 23 | [17 empty] | 0 | 0
12 | 29 | 24 | [17 empty] | 0 | 0
12 | 30 | 1 | [17 empty] | 0 | 0
12 | 30 | 2 | [17 empty] | 0 | 0
12 | 30 | 3 | [17 empty] | 0 | 0
12 | 30 | 4 | [17 empty] | 0 | 0
12 | 30 | 5 | [17 empty] | 0 | 0
12 | 30 | 6 | [17 empty] | 0 | 0
12 | 30 | 7 | [17 empty] | 0 | 0
12 | 30 | 8 | [17 empty] | 0 | 0
12 | 30 | 9 | [17 empty] | 0 | 0
12 | 30 | 10 | [17 empty] | 0 | 0
12 | 30 | 11 | [17 empty] | 0 | 0
12 | 30 | 12 | [17 empty] | 0 | 0
12 | 30 | 13 | [17 empty] | 0 | 0
12 | 30 | 14 | [17 empty] | 0 | 0
12 | 30 | 15 | [17 empty] | 0 | 0
12 | 30 | 16 | [17 empty] | 0 | 0
12 | 30 | 17 | [17 empty] | 0 | 0
12 | 30 | 18 | [17 empty] | 0 | 0
12 | 30 | 19 | [17 empty] | 0 | 0
12 | 30 | 20 | [17 empty] | 0 | 0
12 | 30 | 21 | [17 empty] | 0 | 0
12 | 30 | 22 | [17 empty] | 0 | 0
12 | 30 | 23 | [17 empty] | 0 | 0
12 | 30 | 24 | [17 empty] | 0 | 0
12 | 31 | 1 | [17 empty] | 0 | 0
12 | 31 | 2 | [17 empty] | 0 | 0
12 | 31 | 3 | [17 empty] | 0 | 0
12 | 31 | 4 | [17 empty] | 0 | 0
12 | 31 | 5 | [17 empty] | 0 | 0
12 | 31 | 6 | [17 empty] | 0 | 0
12 | 31 | 7 | [17 empty] | 0 | 0
12 | 31 | 8 | [17 empty] | 0 | 0
12 | 31 | 9 | [17 empty] | 0 | 0
12 | 31 | 10 | [17 empty] | 0 | 0
12 | 31 | 11 | [17 empty] | 0 | 0
12 | 31 | 12 | [17 empty] | 0 | 0
12 | 31 | 13 | [17 empty] | 0 | 0
12 | 31 | 14 | [17 empty] | 0 | 0
12 | 31 | 15 | [17 empty] | 0 | 0
12 | 31 | 16 | [17 empty] | 0 | 0
12 | 31 | 17 | [17 empty] | 0 | 0
12 | 31 | 18 | [17 empty] | 0 | 0
12 | 31 | 19 | [17 empty] | 0 | 0
12 | 31 | 20 | [17 empty] | 0 | 0
12 | 31 | 21 | [17 empty] | 0 | 0
12 | 31 | 22 | [17 empty] | 0 | 0
12 | 31 | 23 | [17 empty] | 0 | 0
12 | 31 | 24 | [17 empty] | 0 | 0
Note on G2: [Threaded comment] Your version of Excel allows you to read this threaded comment; however, any edits to it will get removed if the file is opened in a newer version of Excel. Learn more: https://go.microsoft.com/fwlink/?linkid=870924 Comment: From November 1st to March 31st. From 4:00PM to 9:00PM
Note on G4: [Threaded comment] Your version of Excel allows you to read this threaded comment; however, any edits to it will get removed if the file is opened in a newer version of Excel. Learn more: https://go.microsoft.com/fwlink/?linkid=870924 Comment: From January 1st to December 31st. From 0:00AM to 12:00AM
Note on U4: [Threaded comment] Your version of Excel allows you to read this threaded comment; however, any edits to it will get removed if the file is opened in a newer version of Excel. Learn more: https://go.microsoft.com/fwlink/?linkid=870924 Comment: Annual Peak Electric Demand
Note on G5: [Threaded comment] Your version of Excel allows you to read this threaded comment; however, any edits to it will get removed if the file is opened in a newer version of Excel. Learn more: https://go.microsoft.com/fwlink/?linkid=870924 Comment: From January 1st to December 31st. From 0:00AM to 12:00AM